## Instruction
Title | COBIE
Version | 2
Release | 4
Status | ifc2x3
Region | EN-UK
Purpose |  | From | Till | Count | Ratio | Key | This spreadsheet supports the exchange of building, system and product information through the life of the project.
Outline |  | 0 | 0 | 0 | #DIV/0! | Additional information per Object | Individual worksheets are organized by project phase as shown below
All Phases | Sheet | From | Till | Count | Ratio | Key | Contents
| Contact | 0 | 0 | 0 | #DIV/0! | Contacts per Object | People and Companies
Early Design Worksheets | Sheet | From | Till | Count | Ratio | Key | Contents
| Facility | 0 | 0 | 0
| Floor | 0 | 0 | 0 | #DIV/0! | Floors per Facility | Vertical levels and exterior areas
| Space | 0 | 0 | 0 | #DIV/0! | Spaces per Floor | Spaces
| Zone | 0 | 0 | 0 | #DIV/0! | Spaces per Zone | Sets of spaces sharing a specific attribute
| Type | 0 | 0 | 0 | #DIV/0! | Components per Type | Types of equipment, products, and materials
Detailed Design Worksheets | Sheet | From | Till | Count | Ratio | Key | Contents
| Component | 0 | 0 | 0 | #DIV/0! | Components per Space | Individually named or schedule items
| System | 0 | 0 | 0 | #DIV/0! | Components per System | Sets of components providing a service
| Assembly |  |  | 0 | #DIV/0! | Assemblies per Object | Constituents for Types, Components and others
| Connection |  |  | 0 | #DIV/0! | Connections per Object | Logical connections between components
| Impact |  |  | 0 | #DIV/0! | Impacts per Object | Economic, Environmental and Social Impacts at various stages in the life cycle
Construction Worksheets | Sheet | From | Till | Count | Ratio | Key | Contents
Note: submittals and approvals added on Documents
Note: manufacturer and model added on Type
Note: serial and tag added on Component
Operations and Maintenance Worksheets | Sheet | From | Till | Count | Ratio | Key | Contents
| Spare |  |  | 0 | #DIV/0! | Spares per Type | Onsite and replacement parts
| Resource |  |  | 0 | #DIV/0! | Resources per Type | Required materials, tools, and training
| Job |  |  | 0 | #DIV/0! | Jobs per Type | PM, Safety, and other job plans
Note: warranty information added on Type
All Phases | Sheet | From | Till | Count | Ratio | Key | Contents
| Document |  |  | 0 | #DIV/0! | Documents per Object | All applicable document references
| Attribute |  |  | 0 | #DIV/0! | Attributes per Object | Properties of referenced item
| Coordinate |  |  | 0 | #DIV/0! | Coordinates per Object | Spatial locations in box, line, or point format
| Issue |  |  | 0 | #DIV/0! | Issues per Object | Other issues remaining at handover.
Legend
| text | [5 empty] | required
| text | [5 empty] | reference to other sheet or pick list
| text | [5 empty] | external reference
| text | [5 empty] | if specified as required
| text | [5 empty] | secondary information when preparing product data
NOTES:
Note: Regional, owner, or product specific data may be added as new columns to the right of standard template columns.
Note: Regional classification codes may be substituted for the specifiable picklists used in the United States.
Copyright | USACE ERDC | (c) 2006-2011

## Contact
Email | CreatedBy | CreatedOn | Category | Company | Phone | ExtSystem | ExtObject | ExtIdentifier | Department | OrganizationCode | GivenName | FamilyName | Street | PostalBox | Town | StateRegion | PostalCode | Country | ProjectStages
info@theNBS.com | Unknown@OpenBIM.org | 2015-06-15T13:55:16 | unknown | n/a | n/a | n/a | n/a | n/a | n/a | n/a | smitha | n/a | n/a | n/a | n/a | n/a | n/a | n/a
Unknown@OpenBIM.org | Unknown@OpenBIM.org | 2015-06-15T13:55:16 | unknown | n/a | n/a | n/a | n/a | n/a | n/a | n/a | XbimTeam | n/a | n/a | n/a | n/a | n/a | n/a | n/a
info@biddle-air.co.uk | Unknown@OpenBIM.org | 2015-06-15T13:55:16 | unknown | n/a | n/a | n/a | n/a | n/a | n/a | n/a | n/a | n/a | n/a | n/a | n/a | n/a | n/a | n/a

## Facility
Name | CreatedBy | CreatedOn | Category | ProjectName | SiteName | LinearUnits | AreaUnits | VolumeUnits | CurrencyUnit | AreaMeasurement | ExternalSystem | ExternalProjectObject | ExternalProjectIdentifier | ExternalSiteObject | ExternalSiteIdentifier | ExternalFacilityObject | ExternalFacilityIdentifier | Description | ProjectDescription | SiteDescription | Phase | ProjectStages
Project Number | info@theNBS.com | 2015-06-15T13:44:06 | Project Information | Project Number | n/a | meters | squaremeters | cubicmeters | unknown | n/a | xBIM | IfcProject | 96 | IfcSite | 38902 | IfcBuilding | 104 | n/a | n/a | n/a | n/a

## Floor
Name | CreatedBy | CreatedOn | Category | ExtSystem | ExtObject | ExtIdentifier | Description | Elevation | Height | ProjectStages
01 - Ground Floor | info@theNBS.com | 2015-06-15T13:44:06 | Floor | xBIM | IfcBuildingStorey | 113 | n/a | 0 | n/a
02 - Roof | info@theNBS.com | 2015-06-15T13:44:06 | Floor | xBIM | IfcBuildingStorey | 125 | n/a | 3 | n/a
Default | info@theNBS.com | 2015-06-15T13:44:06 | Site | xBIM | IfcSite | 38902 | n/a | n/a | n/a
n/a | info@theNBS.com | 2015-06-15T13:44:06 | Building | xBIM | IfcBuilding | 104 | n/a | n/a | n/a

## Space
Name | CreatedBy | CreatedOn | Category | FloorName | Description | ExtSystem | ExtObject | ExtIdentifier | RoomTag | UsableHeight | GrossArea | NetArea | ProjectStages
R001 | info@theNBS.com | 2015-06-15T13:44:06 | Sp_45_10_49, Rooms, Sp_45_10_49 | 01 - Ground Floor | Living Room | xBIM | IfcSpace | 155 | Living Room R001 | 3 | 44.2988 | 44.2988
R002 | info@theNBS.com | 2015-06-15T13:44:06 | Sp_45_10_09, Rooms, Sp_45_10_09 | 01 - Ground Floor | Master Bedroom | xBIM | IfcSpace | 280 | Master Bedroom R002 | 3 | 27.2441 | 27.2441
R003 | info@theNBS.com | 2015-06-15T13:44:06 | Sp_45_10_09, Rooms, Sp_45_10_09 | 01 - Ground Floor | Guest Bedroom | xBIM | IfcSpace | 386 | Guest Bedroom R003 | 3 | 16.4766 | 16.4766
01 - Ground Floor | info@theNBS.com | 2015-06-15T13:44:06 | Levels, Levels | 01 - Ground Floor | 01 - Ground Floor | xBIM | IfcBuildingStorey | 113 | n/a | n/a | n/a | n/a
02 - Roof | info@theNBS.com | 2015-06-15T13:44:06 | Levels, Levels | 02 - Roof | 02 - Roof | xBIM | IfcBuildingStorey | 125 | n/a | n/a | n/a | n/a
Default | info@theNBS.com | 2015-06-15T13:44:06 | unknown | Default | n/a | xBIM | IfcSite | 38902 | n/a | n/a | n/a | n/a
n/a | info@theNBS.com | 2015-06-15T13:44:06 | Project Information |  | n/a | xBIM | IfcBuilding | 104 | n/a | n/a | n/a | n/a

## Zone
Name | CreatedBy | CreatedOn | Category | SpaceNames | ExtSystem | ExtObject | ExtIdentifier | Description | ProjectStages
Living Rooms | info@theNBS.com | 2015-06-15T13:44:06 | Sp_45_10_49 | R001 | xBIM | IfcZone | 39264 | Living room
Bedrooms | info@theNBS.com | 2015-06-15T13:44:06 | Sp_45_10_09 | R002, R003 | xBIM | IfcZone | 39273 | Master bedroom
Default Zone | Unknown@OpenBIM.org | 2015-06-15T13:55:16 | unknown | 01 - Ground Floor, 02 - Roof, Default, | n/a | n/a | n/a | n/a

## Type
Name | CreatedBy | CreatedOn | Category | Description | AssetType | Manufacturer | ModelNumber | WarrantyGuarantorParts | WarrantyDurationParts | WarrantyGuarantorLabor | WarrantyDurationLabor | WarrantyDurationUnit | ExtSystem | ExtObject | ExtIdentifier | ReplacementCost | ExpectedLife | DurationUnit | WarrantyDescription | NominalLength | NominalWidth | NominalHeight | ModelReference | Shape | Size | Color | Finish | Grade | Material | Constituents | Features | AccessibilityPerformance | CodePerformance | SustainabilityPerformance | ProjectStages
CoveringType 20-10-10/110 | Unknown@OpenBIM.org | 2015-06-15T13:55:16 | unknown | n/a | unknown | n/a | n/a | Unknown@OpenBIM.org | n/a | Unknown@OpenBIM.org | n/a | n/a | xBIM | IfcTypeObject | n/a | n/a | n/a | n/a | n/a | n/a | n/a | n/a | n/a | n/a | n/a | n/a | n/a | n/a | n/a | n/a | n/a | n/a | n/a | n/a
DoorType.1 External Door | info@theNBS.com | 2015-06-15T13:44:06 | 25-50-20/120, Doors | n/a | unknown | n/a | n/a | Unknown@OpenBIM.org | n/a | Unknown@OpenBIM.org | n/a | n/a | xBIM | IfcDoorStyle | 1955 | n/a | n/a | n/a | n/a | 0 | 1.01 | 2.1 | n/a | n/a | n/a | n/a | n/a | n/a | n/a | n/a | n/a | n/a | n/a | n/a
DoorType.2 Internal Door | info@theNBS.com | 2015-06-15T13:44:06 | 25-50-20/120, Doors | n/a | unknown | n/a | n/a | Unknown@OpenBIM.org | n/a | Unknown@OpenBIM.org | n/a | n/a | xBIM | IfcDoorStyle | 36564 | n/a | n/a | n/a | n/a | 0 | 1.01 | 2.1 | n/a | n/a | n/a | n/a | n/a | n/a | n/a | n/a | n/a | n/a | n/a | n/a
RoofType Roofs | Unknown@OpenBIM.org | 2015-06-15T13:55:16 | unknown | n/a | unknown | n/a | n/a | Unknown@OpenBIM.org | n/a | Unknown@OpenBIM.org | n/a | n/a | xBIM | IfcTypeObject | n/a | n/a | n/a | n/a | n/a | n/a | n/a | n/a | n/a | n/a | n/a | n/a | n/a | n/a | n/a | n/a | n/a | n/a | n/a | n/a
SlabType 20-05-80/115 | Unknown@OpenBIM.org | 2015-06-15T13:55:16 | unknown | n/a | unknown | n/a | n/a | Unknown@OpenBIM.org | n/a | Unknown@OpenBIM.org | n/a | n/a | xBIM | IfcTypeObject | n/a | n/a | n/a | n/a | n/a | n/a | n/a | n/a | n/a | n/a | n/a | n/a | n/a | n/a | n/a | n/a | n/a | n/a | n/a | n/a
SpaceHeaterType.1 Biddle Air Convector Forceflow 900 | info@theNBS.com | 2015-06-15T13:44:06 | 90-40-35/335, Mechanical Equipment | n/a | Fixed | info@biddle-air.co.uk | 935 | n/a | n/a | n/a | n/a | year | xBIM | IfcSpaceHeaterType | 37983 | n/a | n/a | year | User to Populate | 0.207 | 1.305 | 0.66 | n/a | Rectangular | 1305 x 660 x 207 mm | White | User to Populate | User to Populate | User to Populate | User to Populate | User to Populate | User to Populate | User to Populate | User to Populate
WallType.1 Basic Wall:External Stone Wall | info@theNBS.com | 2015-06-15T13:44:06 | unknown | n/a | unknown | n/a | n/a | Unknown@OpenBIM.org | n/a | Unknown@OpenBIM.org | n/a | n/a | xBIM | IfcWallType | 608 | n/a | n/a | n/a | n/a | n/a | n/a | n/a | n/a | n/a | n/a | n/a | n/a | n/a | n/a | n/a | n/a | n/a | n/a | n/a
WallType.2 Basic Wall:Internal Partition | info@theNBS.com | 2015-06-15T13:44:06 | unknown | n/a | unknown | n/a | n/a | Unknown@OpenBIM.org | n/a | Unknown@OpenBIM.org | n/a | n/a | xBIM | IfcWallType | 1041 | n/a | n/a | n/a | n/a | n/a | n/a | n/a | n/a | n/a | n/a | n/a | n/a | n/a | n/a | n/a | n/a | n/a | n/a | n/a
WindowType.1 External Window | info@theNBS.com | 2015-06-15T13:44:06 | 25-50-95/125, Windows | n/a | unknown | n/a | n/a | Unknown@OpenBIM.org | n/a | Unknown@OpenBIM.org | n/a | n/a | xBIM | IfcWindowStyle | 36983 | n/a | n/a | n/a | n/a | n/a | n/a | n/a | n/a | n/a | n/a | n/a | n/a | n/a | n/a | n/a | n/a | n/a | n/a | n/a

## Component
Name | CreatedBy | CreatedOn | TypeName | Space | Description | ExtSystem | ExtObject | ExtIdentifier | SerialNumber | InstallationDate | WarrantyStartDate | TagNumber | BarCode | AssetIdentifier | ProjectStages
Compound Ceiling:nbl_PlstrbrdGyp-Insul:496770 | info@theNBS.com | 2015-06-15T13:44:06 | CoveringType 20-10-10/110 | 02 - Roof | n/a | xBIM | IfcCovering | 1319 | n/a | 1900-12-31T23:59:59 | 1900-12-31T23:59:59 | n/a | n/a | n/a
Compound Ceiling:nbl_PlstrbrdGyp-Insul:496818 | info@theNBS.com | 2015-06-15T13:44:06 | CoveringType 20-10-10/110 | 02 - Roof | n/a | xBIM | IfcCovering | 1425 | n/a | 1900-12-31T23:59:59 | 1900-12-31T23:59:59 | n/a | n/a | n/a
nbl_Door_Ext-Sgl-Vsn-Pnl-01:External Door:496877 | info@theNBS.com | 2015-06-15T13:44:06 | DoorType.1 External Door | 01 - Ground Floor | n/a | xBIM | IfcDoor | 2005 | n/a | 1900-12-31T23:59:59 | 1900-12-31T23:59:59 | n/a | n/a | n/a
nbl_Door_Int-Sgl-Vsn-Pnl-01-2.0:Internal Door:496916 | info@theNBS.com | 2015-06-15T13:44:06 | DoorType.2 Internal Door | 01 - Ground Floor | n/a | xBIM | IfcDoor | 36603 | n/a | 1900-12-31T23:59:59 | 1900-12-31T23:59:59 | n/a | n/a | n/a
nbl_Door_Int-Sgl-Vsn-Pnl-01-2.0:Internal Door:502213 | info@theNBS.com | 2015-06-15T13:44:06 | DoorType.2 Internal Door | 01 - Ground Floor | n/a | xBIM | IfcDoor | 38829 | n/a | 1900-12-31T23:59:59 | 1900-12-31T23:59:59 | n/a | n/a | n/a
Basic Roof:Generic flat roof:496845 | info@theNBS.com | 2015-06-15T13:44:06 | RoofType Roofs | 02 - Roof | n/a | xBIM | IfcRoof | 1478 | n/a | 1900-12-31T23:59:59 | 1900-12-31T23:59:59 | n/a | n/a | n/a
Floor:Generic Concrete Floor:496736 | info@theNBS.com | 2015-06-15T13:44:06 | SlabType 20-05-80/115 | 01 - Ground Floor | n/a | xBIM | IfcSlab | 1145 | n/a | 1900-12-31T23:59:59 | 1900-12-31T23:59:59 | n/a | n/a | n/a
NBS_BiddleAirSystemsLtd_FanCvctrs_Forceflow900-F1:Biddle Air Convector Forceflow 900:500601 | info@theNBS.com | 2015-06-15T13:44:06 | SpaceHeaterType.1 Biddle Air Convector Forceflow 900 | R001 | n/a | xBIM | IfcFlowTerminal | 38034 | n/a | 1900-12-31T23:59:59 | 1900-12-31T23:59:59 | n/a | n/a | n/a
NBS_BiddleAirSystemsLtd_FanCvctrs_Forceflow900-F1:Biddle Air Convector Forceflow 900:500640 | info@theNBS.com | 2015-06-15T13:44:06 | SpaceHeaterType.1 Biddle Air Convector Forceflow 900 | R001 | n/a | xBIM | IfcFlowTerminal | 38270 | n/a | 1900-12-31T23:59:59 | 1900-12-31T23:59:59 | n/a | n/a | n/a
NBS_BiddleAirSystemsLtd_FanCvctrs_Forceflow900-F1:Biddle Air Convector Forceflow 900:500751 | info@theNBS.com | 2015-06-15T13:44:06 | SpaceHeaterType.1 Biddle Air Convector Forceflow 900 | R002 | n/a | xBIM | IfcFlowTerminal | 38390 | n/a | 1900-12-31T23:59:59 | 1900-12-31T23:59:59 | n/a | n/a | n/a
NBS_BiddleAirSystemsLtd_FanCvctrs_Forceflow900-F1:Biddle Air Convector Forceflow 900:500814 | info@theNBS.com | 2015-06-15T13:44:06 | SpaceHeaterType.1 Biddle Air Convector Forceflow 900 | R002 | n/a | xBIM | IfcFlowTerminal | 38509 | n/a | 1900-12-31T23:59:59 | 1900-12-31T23:59:59 | n/a | n/a | n/a
NBS_BiddleAirSystemsLtd_FanCvctrs_Forceflow900-F1:Biddle Air Convector Forceflow 900:502042 | info@theNBS.com | 2015-06-15T13:44:06 | SpaceHeaterType.1 Biddle Air Convector Forceflow 900 | R003 | n/a | xBIM | IfcFlowTerminal | 38714 | n/a | 1900-12-31T23:59:59 | 1900-12-31T23:59:59 | n/a | n/a | n/a
Basic Wall:External Stone Wall:496412 | info@theNBS.com | 2015-06-15T13:44:06 | WallType.1 Basic Wall:External Stone Wall | 01 - Ground Floor | n/a | xBIM | IfcWallStandardCase | 504 | n/a | 1900-12-31T23:59:59 | 1900-12-31T23:59:59 | n/a | n/a | n/a
Basic Wall:External Stone Wall:496487 | info@theNBS.com | 2015-06-15T13:44:06 | WallType.1 Basic Wall:External Stone Wall | 01 - Ground Floor | n/a | xBIM | IfcWallStandardCase | 743 | n/a | 1900-12-31T23:59:59 | 1900-12-31T23:59:59 | n/a | n/a | n/a
Basic Wall:External Stone Wall:496571 | info@theNBS.com | 2015-06-15T13:44:06 | WallType.1 Basic Wall:External Stone Wall | 01 - Ground Floor | n/a | xBIM | IfcWallStandardCase | 829 | n/a | 1900-12-31T23:59:59 | 1900-12-31T23:59:59 | n/a | n/a | n/a
Basic Wall:External Stone Wall:496625 | info@theNBS.com | 2015-06-15T13:44:06 | WallType.1 Basic Wall:External Stone Wall | 01 - Ground Floor | n/a | xBIM | IfcWallStandardCase | 915 | n/a | 1900-12-31T23:59:59 | 1900-12-31T23:59:59 | n/a | n/a | n/a
Basic Wall:Internal Partition:496681 | info@theNBS.com | 2015-06-15T13:44:06 | WallType.2 Basic Wall:Internal Partition | 01 - Ground Floor | n/a | xBIM | IfcWallStandardCase | 1003 | n/a | 1900-12-31T23:59:59 | 1900-12-31T23:59:59 | n/a | n/a | n/a
Basic Wall:Internal Partition:502002 | info@theNBS.com | 2015-06-15T13:44:06 | WallType.2 Basic Wall:Internal Partition | 01 - Ground Floor | n/a | xBIM | IfcWallStandardCase | 38638 | n/a | 1900-12-31T23:59:59 | 1900-12-31T23:59:59 | n/a | n/a | n/a
nbl_Window:External Window:496977 | info@theNBS.com | 2015-06-15T13:44:06 | WindowType.1 External Window | 01 - Ground Floor | n/a | xBIM | IfcWindow | 37011 | n/a | 1900-12-31T23:59:59 | 1900-12-31T23:59:59 | n/a | n/a | n/a
nbl_Window:External Window:497119 | info@theNBS.com | 2015-06-15T13:44:06 | WindowType.1 External Window | 01 - Ground Floor | n/a | xBIM | IfcWindow | 37160 | n/a | 1900-12-31T23:59:59 | 1900-12-31T23:59:59 | n/a | n/a | n/a
nbl_Window:External Window:497179 | info@theNBS.com | 2015-06-15T13:44:06 | WindowType.1 External Window | 01 - Ground Floor | n/a | xBIM | IfcWindow | 37244 | n/a | 1900-12-31T23:59:59 | 1900-12-31T23:59:59 | n/a | n/a | n/a
nbl_Window:External Window:497265 | info@theNBS.com | 2015-06-15T13:44:06 | WindowType.1 External Window | 01 - Ground Floor | n/a | xBIM | IfcWindow | 37328 | n/a | 1900-12-31T23:59:59 | 1900-12-31T23:59:59 | n/a | n/a | n/a
nbl_Window:External Window:497351 | info@theNBS.com | 2015-06-15T13:44:06 | WindowType.1 External Window | 01 - Ground Floor | n/a | xBIM | IfcWindow | 37412 | n/a | 1900-12-31T23:59:59 | 1900-12-31T23:59:59 | n/a | n/a | n/a
nbl_Window:External Window:497421 | info@theNBS.com | 2015-06-15T13:44:06 | WindowType.1 External Window | 01 - Ground Floor | n/a | xBIM | IfcWindow | 37496 | n/a | 1900-12-31T23:59:59 | 1900-12-31T23:59:59 | n/a | n/a | n/a
nbl_Window:External Window:497551 | info@theNBS.com | 2015-06-15T13:44:06 | WindowType.1 External Window | 01 - Ground Floor | n/a | xBIM | IfcWindow | 37580 | n/a | 1900-12-31T23:59:59 | 1900-12-31T23:59:59 | n/a | n/a | n/a

## System
Name | CreatedBy | CreatedOn | Category | ComponentNames | ExtSystem | ExtObject | ExtIdentifier | Description | ProjectStages
System CoveringType 20-10-10/110 | Unknown@OpenBIM.org | 2015-06-15T13:55:16 | unknown | Compound Ceiling:nbl_PlstrbrdGyp-Insul:496770, Compound Ceiling:nbl_PlstrbrdGyp-Insul:496818 | n/a | n/a | n/a | n/a
System DoorType.1 External Door | Unknown@OpenBIM.org | 2015-06-15T13:55:16 | unknown | nbl_Door_Ext-Sgl-Vsn-Pnl-01:External Door:496877 | n/a | n/a | n/a | n/a
System DoorType.2 Internal Door | Unknown@OpenBIM.org | 2015-06-15T13:55:16 | unknown | nbl_Door_Int-Sgl-Vsn-Pnl-01-2.0:Internal Door:496916, nbl_Door_Int-Sgl-Vsn-Pnl-01-2.0:Internal Door:502213 | n/a | n/a | n/a | n/a
System RoofType Roofs | Unknown@OpenBIM.org | 2015-06-15T13:55:16 | unknown | Basic Roof:Generic flat roof:496845 | n/a | n/a | n/a | n/a
System SlabType 20-05-80/115 | Unknown@OpenBIM.org | 2015-06-15T13:55:16 | unknown | Floor:Generic Concrete Floor:496736 | n/a | n/a | n/a | n/a
System SpaceHeaterType.1 Biddle Air Convector Forceflow 900 | Unknown@OpenBIM.org | 2015-06-15T13:55:16 | unknown | NBS_BiddleAirSystemsLtd_FanCvctrs_Forceflow900-F1:Biddle Air Convector Forceflow 900:500601, NBS_BiddleAirSystemsLtd_FanCvctrs_Forceflow900-F1:Biddle Air Convector Forceflow 900:500640, NBS_BiddleAirSystemsLtd_FanCvctrs_Forceflow900-F1:Biddle Air Convector Forceflow 900:500751, NBS_BiddleAirSystemsLtd_FanCvctrs_Forceflow900-F1:Biddle Air Convector Forceflow 900:500814, NBS_BiddleAirSystemsLtd_FanCvctrs_Forceflow900-F1:Biddle Air Convector Forceflow 900:502042 | n/a | n/a | n/a | n/a
System WallType.1 Basic Wall:External Stone Wall | Unknown@OpenBIM.org | 2015-06-15T13:55:16 | unknown | Basic Wall:External Stone Wall:496412, Basic Wall:External Stone Wall:496487, Basic Wall:External Stone Wall:496571, Basic Wall:External Stone Wall:496625 | n/a | n/a | n/a | n/a
System WallType.2 Basic Wall:Internal Partition | Unknown@OpenBIM.org | 2015-06-15T13:55:16 | unknown | Basic Wall:Internal Partition:496681, Basic Wall:Internal Partition:502002 | n/a | n/a | n/a | n/a
System WindowType.1 External Window | Unknown@OpenBIM.org | 2015-06-15T13:55:16 | unknown | nbl_Window:External Window:496977, nbl_Window:External Window:497119, nbl_Window:External Window:497179, nbl_Window:External Window:497265, nbl_Window:External Window:497351, nbl_Window:External Window:497421, nbl_Window:External Window:497551 | n/a | n/a | n/a | n/a

## Assembly
Name | CreatedBy | CreatedOn | SheetName | ParentName | ChildNames | AssemblyType | ExtSystem | ExtObject | ExtIdentifier | Description

## Connection
Name | CreatedBy | CreatedOn | ConnectionType | SheetName | RowName1 | RowName2 | RealizingElement | PortName1 | PortName2 | ExtSystem | ExtObject | ExtIdentifier | Description

## Spare
Name | CreatedBy | CreatedOn | Category | TypeName | Suppliers | ExtSystem | ExtObject | ExtIdentifier | Description | SetNumber | PartNumber

## Resource
Name | CreatedBy | CreatedOn | Category | ExtSystem | ExtObject | ExtIdentifier | Description

## Job
Name | CreatedBy | CreatedOn | Category | Status | TypeName | Description | Duration | DurationUnit | Start | TaskStartUnit | Frequency | FrequencyUnit | ExtSystem | ExtObject | ExtIdentifier | TaskNumber | Priors | ResourceNames

## Impact
Name | CreatedBy | CreatedOn | ImpactType | ImpactStage | SheetName | RowName | Value | ImpactUnit | LeadInTime | Duration | LeadOutTime | ExtSystem | ExtObject | ExtIdentifier | Description

## Document
Name | CreatedBy | CreatedOn | Category | ApprovalBy | Stage | SheetName | RowName | Directory | File | ExtSystem | ExtObject | ExtIdentifier | Description | Reference

## Attribute
Name | CreatedBy | CreatedOn | Category | SheetName | RowName | Value | Unit | ExtSystem | ExtObject | ExtIdentifier | Description | AllowedValues | ProjectStages
NumberOfStoreys | info@theNBS.com | 2015-06-15T13:44:06 | Submitted | Facility | Project Number | 2 | n/a | xBIM | Pset_BuildingCommon | 39062 | n/a | n/a
Author | info@theNBS.com | 2015-06-15T13:44:06 | Submitted | Facility | Project Number | n/a | n/a | xBIM | Identity Data | 39078 | n/a | n/a
Building Name | info@theNBS.com | 2015-06-15T13:44:06 | Submitted | Facility | Project Number | n/a | n/a | xBIM | Identity Data | 39078 | n/a | n/a
NBSSpecificationPath | info@theNBS.com | 2015-06-15T13:44:06 | Submitted | Facility | Project Number | n/a | n/a | xBIM | Identity Data | 39078 | n/a | n/a
Organization Description | info@theNBS.com | 2015-06-15T13:44:06 | Submitted | Facility | Project Number | n/a | n/a | xBIM | Identity Data | 39078 | n/a | n/a
Organization Name | info@theNBS.com | 2015-06-15T13:44:06 | Submitted | Facility | Project Number | n/a | n/a | xBIM | Identity Data | 39078 | n/a | n/a
Category | info@theNBS.com | 2015-06-15T13:44:06 | Submitted | Facility | Project Number | Project Information | n/a | xBIM | Other | 39083 | n/a | n/a
Client Name | info@theNBS.com | 2015-06-15T13:44:06 | Submitted | Facility | Project Number | Owner | n/a | xBIM | Other | 39083 | n/a | n/a
Project Address | info@theNBS.com | 2015-06-15T13:44:06 | Submitted | Facility | Project Number | St Nicholas Street Newcastle upon Tyne NE1 1RH UK | n/a | xBIM | Other | 39083 | n/a | n/a
Project Issue Date | info@theNBS.com | 2015-06-15T13:44:06 | Submitted | Facility | Project Number | Issue Date | n/a | xBIM | Other | 39083 | n/a | n/a
Project Name | info@theNBS.com | 2015-06-15T13:44:06 | Submitted | Facility | Project Number | Project Name | n/a | xBIM | Other | 39083 | n/a | n/a
Project Number | info@theNBS.com | 2015-06-15T13:44:06 | Submitted | Facility | Project Number | Project Number | n/a | xBIM | Other | 39083 | n/a | n/a
Project Status | info@theNBS.com | 2015-06-15T13:44:06 | Submitted | Facility | Project Number | Project Status | n/a | xBIM | Other | 39083 | n/a | n/a
AboveGround | info@theNBS.com | 2015-06-15T13:44:06 | Submitted | Floor | 01 - Ground Floor | n/a | n/a | xBIM | Pset_BuildingStoreyCommon | 38931 | n/a | n/a
Elevation | info@theNBS.com | 2015-06-15T13:44:06 | Submitted | Floor | 01 - Ground Floor | 0 | n/a | xBIM | Constraints | 38957 | n/a | n/a
Computation Height | info@theNBS.com | 2015-06-15T13:44:06 | Submitted | Floor | 01 - Ground Floor | 0 | n/a | xBIM | Dimensions | 38962 | n/a | n/a
Structural | info@theNBS.com | 2015-06-15T13:44:06 | Submitted | Floor | 01 - Ground Floor | n/a | n/a | xBIM | Identity Data | 38967 | n/a | n/a
Building Story | info@theNBS.com | 2015-06-15T13:44:06 | Submitted | Floor | 01 - Ground Floor | TRUE | n/a | xBIM | Identity Data | 38967 | n/a | n/a
Name | info@theNBS.com | 2015-06-15T13:44:06 | Submitted | Floor | 01 - Ground Floor | 01 - Ground Floor | n/a | xBIM | Identity Data | 38967 | n/a | n/a
Category | info@theNBS.com | 2015-06-15T13:44:06 | Submitted | Floor | 01 - Ground Floor | Levels | n/a | xBIM | Other | 38972 | n/a | n/a
Family | info@theNBS.com | 2015-06-15T13:44:06 | Submitted | Floor | 01 - Ground Floor | Level: Circle Head - Project Datum | n/a | xBIM | Other | 38972 | n/a | n/a
Family and Type | info@theNBS.com | 2015-06-15T13:44:06 | Submitted | Floor | 01 - Ground Floor | Level: Circle Head - Project Datum | n/a | xBIM | Other | 38972 | n/a | n/a
Type | info@theNBS.com | 2015-06-15T13:44:06 | Submitted | Floor | 01 - Ground Floor | Level: Circle Head - Project Datum | n/a | xBIM | Other | 38972 | n/a | n/a
Type Id | info@theNBS.com | 2015-06-15T13:44:06 | Submitted | Floor | 01 - Ground Floor | Level: Circle Head - Project Datum | n/a | xBIM | Other | 38972 | n/a | n/a
Color | info@theNBS.com | 2015-06-15T13:44:06 | Submitted | Floor | 01 - Ground Floor | 0 | n/a | xBIM | Graphics | 38979 | n/a | n/a
Line Pattern | info@theNBS.com | 2015-06-15T13:44:06 | Submitted | Floor | 01 - Ground Floor | Centre | n/a | xBIM | Graphics | 38979 | n/a | n/a
Line Weight | info@theNBS.com | 2015-06-15T13:44:06 | Submitted | Floor | 01 - Ground Floor | 1 | n/a | xBIM | Graphics | 38979 | n/a | n/a
Symbol | info@theNBS.com | 2015-06-15T13:44:06 | Submitted | Floor | 01 - Ground Floor | Level Head - Circle: Level Head - Circle | n/a | xBIM | Graphics | 38979 | n/a | n/a
Symbol at End 1 Default | info@theNBS.com | 2015-06-15T13:44:06 | Submitted | Floor | 01 - Ground Floor | TRUE | n/a | xBIM | Graphics | 38979 | n/a | n/a
Symbol at End 2 Default | info@theNBS.com | 2015-06-15T13:44:06 | Submitted | Floor | 01 - Ground Floor | n/a | n/a | xBIM | Graphics | 38979 | n/a | n/a
Reference | info@theNBS.com | 2015-06-15T13:44:06 | Submitted | Space | R001 | Living Room R001 | n/a | xBIM | Pset_SpaceCommon | 168 | n/a | n/a
Category.Pset_SpaceCommon | info@theNBS.com | 2015-06-15T13:44:06 | Submitted | Space | R001 | Rooms | n/a | xBIM | Pset_SpaceCommon | 168 | n/a | n/a
Base Offset | info@theNBS.com | 2015-06-15T13:44:06 | Submitted | Space | R001 | 0 | n/a | xBIM | Constraints | 231 | n/a | n/a
Level | info@theNBS.com | 2015-06-15T13:44:06 | Submitted | Space | R001 | 01 - Ground Floor | n/a | xBIM | Constraints | 231 | n/a | n/a
Limit Offset | info@theNBS.com | 2015-06-15T13:44:06 | Submitted | Space | R001 | 4 | n/a | xBIM | Constraints | 231 | n/a | n/a
Upper Limit | info@theNBS.com | 2015-06-15T13:44:06 | Submitted | Space | R001 | Level: 01 - Ground Floor | n/a | xBIM | Constraints | 231 | n/a | n/a
Area | info@theNBS.com | 2015-06-15T13:44:06 | Submitted | Space | R001 | 44.2988 | n/a | xBIM | Dimensions | 236 | n/a | n/a
Computation Height | info@theNBS.com | 2015-06-15T13:44:06 | Submitted | Space | R001 | 0 | n/a | xBIM | Dimensions | 236 | n/a | n/a
Perimeter | info@theNBS.com | 2015-06-15T13:44:06 | Submitted | Space | R001 | 26.8875 | n/a | xBIM | Dimensions | 236 | n/a | n/a
Unbounded Height | info@theNBS.com | 2015-06-15T13:44:06 | Submitted | Space | R001 | 4 | n/a | xBIM | Dimensions | 236 | n/a | n/a
UsableHeight | info@theNBS.com | 2015-06-15T13:44:06 | Submitted | Space | R001 | 3 | n/a | xBIM | Dimensions | 236 | n/a | n/a
Actual Lighting Load | info@theNBS.com | 2015-06-15T13:44:06 | Submitted | Space | R001 | 0 | n/a | xBIM | Energy Analysis | 241 | n/a | n/a
Actual Lighting Load per area | info@theNBS.com | 2015-06-15T13:44:06 | Submitted | Space | R001 | 0 | n/a | xBIM | Energy Analysis | 241 | n/a | n/a
Actual Power Load | info@theNBS.com | 2015-06-15T13:44:06 | Submitted | Space | R001 | 0 | n/a | xBIM | Energy Analysis | 241 | n/a | n/a
Actual Power Load per area | info@theNBS.com | 2015-06-15T13:44:06 | Submitted | Space | R001 | 0 | n/a | xBIM | Energy Analysis | 241 | n/a | n/a
Area per Person | info@theNBS.com | 2015-06-15T13:44:06 | Submitted | Space | R001 | 28.5714 | n/a | xBIM | Energy Analysis | 241 | n/a | n/a
Base Lighting Load on | info@theNBS.com | 2015-06-15T13:44:06 | Submitted | Space | R001 | <Default> | n/a | xBIM | Energy Analysis | 241 | n/a | n/a
Base Power Load on | info@theNBS.com | 2015-06-15T13:44:06 | Submitted | Space | R001 | <Default> | n/a | xBIM | Energy Analysis | 241 | n/a | n/a
Heat Load Values | info@theNBS.com | 2015-06-15T13:44:06 | Submitted | Space | R001 | <Default> | n/a | xBIM | Energy Analysis | 241 | n/a | n/a
Latent Heat Gain per person | info@theNBS.com | 2015-06-15T13:44:06 | Submitted | Space | R001 | 630.9181 | n/a | xBIM | Energy Analysis | 241 | n/a | n/a
Lighting Load Units | info@theNBS.com | 2015-06-15T13:44:06 | Submitted | Space | R001 | Power Density | n/a | xBIM | Energy Analysis | 241 | n/a | n/a
Number of People | info@theNBS.com | 2015-06-15T13:44:06 | Submitted | Space | R001 | 0 | n/a | xBIM | Energy Analysis | 241 | n/a | n/a
Plenum Lighting Contribution | info@theNBS.com | 2015-06-15T13:44:06 | Submitted | Space | R001 | 0.2 | n/a | xBIM | Energy Analysis | 241 | n/a | n/a
Power Load Units | info@theNBS.com | 2015-06-15T13:44:06 | Submitted | Space | R001 | Power Density | n/a | xBIM | Energy Analysis | 241 | n/a | n/a
Sensible Heat Gain per person | info@theNBS.com | 2015-06-15T13:44:06 | Submitted | Space | R001 | 788.6477 | n/a | xBIM | Energy Analysis | 241 | n/a | n/a
Specified Lighting Load | info@theNBS.com | 2015-06-15T13:44:06 | Submitted | Space | R001 | 0 | n/a | xBIM | Energy Analysis | 241 | n/a | n/a
Specified Lighting Load per area | info@theNBS.com | 2015-06-15T13:44:06 | Submitted | Space | R001 | 10.7639 | n/a | xBIM | Energy Analysis | 241 | n/a | n/a
Specified Power Load | info@theNBS.com | 2015-06-15T13:44:06 | Submitted | Space | R001 | 0 | n/a | xBIM | Energy Analysis | 241 | n/a | n/a
Specified Power Load per area | info@theNBS.com | 2015-06-15T13:44:06 | Submitted | Space | R001 | 13.9931 | n/a | xBIM | Energy Analysis | 241 | n/a | n/a
Total Heat Gain per person | info@theNBS.com | 2015-06-15T13:44:06 | Submitted | Space | R001 | 1419.5658 | n/a | xBIM | Energy Analysis | 241 | n/a | n/a
Name | info@theNBS.com | 2015-06-15T13:44:06 | Submitted | Space | R001 | Living Room | n/a | xBIM | Identity Data | 246 | n/a | n/a
Number | info@theNBS.com | 2015-06-15T13:44:06 | Submitted | Space | R001 | R001 | n/a | xBIM | Identity Data | 246 | n/a | n/a
Category.Other | info@theNBS.com | 2015-06-15T13:44:06 | Submitted | Space | R001 | Rooms | n/a | xBIM | Other | 251 | n/a | n/a
Phase Id | info@theNBS.com | 2015-06-15T13:44:06 | Submitted | Space | R001 | New Construction | n/a | xBIM | Other | 251 | n/a | n/a
Uniclass2015 | info@theNBS.com | 2015-06-15T13:44:06 | Submitted | Space | R001 | Sp_45_10_49 | n/a | xBIM | Other | 251 | n/a | n/a
ZoneDescription | info@theNBS.com | 2015-06-15T13:44:06 | Submitted | Space | R001 | Living room | n/a | xBIM | Other | 251 | n/a | n/a
ZoneName | info@theNBS.com | 2015-06-15T13:44:06 | Submitted | Space | R001 | Living Rooms | n/a | xBIM | Other | 251 | n/a | n/a
ZoneObjectType | info@theNBS.com | 2015-06-15T13:44:06 | Submitted | Space | R001 | Sp_45_10_49 | n/a | xBIM | Other | 251 | n/a | n/a
Phase | info@theNBS.com | 2015-06-15T13:44:06 | Submitted | Space | R001 | New Construction | n/a | xBIM | Phasing | 256 | n/a | n/a
Reference | info@theNBS.com | 2015-06-15T13:44:06 | Submitted | Space | R002 | Master Bedroom R002 | n/a | xBIM | Pset_SpaceCommon | 288 | n/a | n/a
Category.Pset_SpaceCommon | info@theNBS.com | 2015-06-15T13:44:06 | Submitted | Space | R002 | Rooms | n/a | xBIM | Pset_SpaceCommon | 288 | n/a | n/a
Base Offset | info@theNBS.com | 2015-06-15T13:44:06 | Submitted | Space | R002 | 0 | n/a | xBIM | Constraints | 337 | n/a | n/a
Upper Limit | info@theNBS.com | 2015-06-15T13:44:06 | Submitted | Space | R002 | Level: 01 - Ground Floor | n/a | xBIM | Constraints | 337 | n/a | n/a
Level | info@theNBS.com | 2015-06-15T13:44:06 | Submitted | Space | R002 | Level: 01 - Ground Floor | n/a | xBIM | Constraints | 337 | n/a | n/a
Limit Offset | info@theNBS.com | 2015-06-15T13:44:06 | Submitted | Space | R002 | 4 | n/a | xBIM | Constraints | 337 | n/a | n/a
Computation Height | info@theNBS.com | 2015-06-15T13:44:06 | Submitted | Space | R002 | 0 | n/a | xBIM | Dimensions | 342 | n/a | n/a
Area | info@theNBS.com | 2015-06-15T13:44:06 | Submitted | Space | R002 | 27.2441 | n/a | xBIM | Dimensions | 342 | n/a | n/a
Perimeter | info@theNBS.com | 2015-06-15T13:44:06 | Submitted | Space | R002 | 20.9875 | n/a | xBIM | Dimensions | 342 | n/a | n/a
Unbounded Height | info@theNBS.com | 2015-06-15T13:44:06 | Submitted | Space | R002 | 4 | n/a | xBIM | Dimensions | 342 | n/a | n/a
UsableHeight | info@theNBS.com | 2015-06-15T13:44:06 | Submitted | Space | R002 | 3 | n/a | xBIM | Dimensions | 342 | n/a | n/a
Actual Lighting Load per area | info@theNBS.com | 2015-06-15T13:44:06 | Submitted | Space | R002 | 0 | n/a | xBIM | Energy Analysis | 347 | n/a | n/a
Actual Power Load per area | info@theNBS.com | 2015-06-15T13:44:06 | Submitted | Space | R002 | 0 | n/a | xBIM | Energy Analysis | 347 | n/a | n/a
Base Lighting Load on | info@theNBS.com | 2015-06-15T13:44:06 | Submitted | Space | R002 | <Default> | n/a | xBIM | Energy Analysis | 347 | n/a | n/a
Base Power Load on | info@theNBS.com | 2015-06-15T13:44:06 | Submitted | Space | R002 | <Default> | n/a | xBIM | Energy Analysis | 347 | n/a | n/a
Heat Load Values | info@theNBS.com | 2015-06-15T13:44:06 | Submitted | Space | R002 | <Default> | n/a | xBIM | Energy Analysis | 347 | n/a | n/a
Lighting Load Units | info@theNBS.com | 2015-06-15T13:44:06 | Submitted | Space | R002 | Power Density | n/a | xBIM | Energy Analysis | 347 | n/a | n/a
Number of People | info@theNBS.com | 2015-06-15T13:44:06 | Submitted | Space | R002 | 0 | n/a | xBIM | Energy Analysis | 347 | n/a | n/a
Power Load Units | info@theNBS.com | 2015-06-15T13:44:06 | Submitted | Space | R002 | Power Density | n/a | xBIM | Energy Analysis | 347 | n/a | n/a
Actual Lighting Load | info@theNBS.com | 2015-06-15T13:44:06 | Submitted | Space | R002 | 0 | n/a | xBIM | Energy Analysis | 347 | n/a | n/a
Actual Power Load | info@theNBS.com | 2015-06-15T13:44:06 | Submitted | Space | R002 | 0 | n/a | xBIM | Energy Analysis | 347 | n/a | n/a
Area per Person | info@theNBS.com | 2015-06-15T13:44:06 | Submitted | Space | R002 | 28.5714 | n/a | xBIM | Energy Analysis | 347 | n/a | n/a
Latent Heat Gain per person | info@theNBS.com | 2015-06-15T13:44:06 | Submitted | Space | R002 | 630.9181 | n/a | xBIM | Energy Analysis | 347 | n/a | n/a
Plenum Lighting Contribution | info@theNBS.com | 2015-06-15T13:44:06 | Submitted | Space | R002 | 0.2 | n/a | xBIM | Energy Analysis | 347 | n/a | n/a
Sensible Heat Gain per person | info@theNBS.com | 2015-06-15T13:44:06 | Submitted | Space | R002 | 788.6477 | n/a | xBIM | Energy Analysis | 347 | n/a | n/a
Specified Lighting Load | info@theNBS.com | 2015-06-15T13:44:06 | Submitted | Space | R002 | 0 | n/a | xBIM | Energy Analysis | 347 | n/a | n/a
Specified Lighting Load per area | info@theNBS.com | 2015-06-15T13:44:06 | Submitted | Space | R002 | 10.7639 | n/a | xBIM | Energy Analysis | 347 | n/a | n/a
Specified Power Load | info@theNBS.com | 2015-06-15T13:44:06 | Submitted | Space | R002 | 0 | n/a | xBIM | Energy Analysis | 347 | n/a | n/a
Specified Power Load per area | info@theNBS.com | 2015-06-15T13:44:06 | Submitted | Space | R002 | 13.9931 | n/a | xBIM | Energy Analysis | 347 | n/a | n/a
Total Heat Gain per person | info@theNBS.com | 2015-06-15T13:44:06 | Submitted | Space | R002 | 1419.5658 | n/a | xBIM | Energy Analysis | 347 | n/a | n/a
Name | info@theNBS.com | 2015-06-15T13:44:06 | Submitted | Space | R002 | Master Bedroom | n/a | xBIM | Identity Data | 352 | n/a | n/a
Number | info@theNBS.com | 2015-06-15T13:44:06 | Submitted | Space | R002 | R002 | n/a | xBIM | Identity Data | 352 | n/a | n/a
Category.Other | info@theNBS.com | 2015-06-15T13:44:06 | Submitted | Space | R002 | Rooms | n/a | xBIM | Other | 357 | n/a | n/a
Phase Id | info@theNBS.com | 2015-06-15T13:44:06 | Submitted | Space | R002 | New Construction | n/a | xBIM | Other | 357 | n/a | n/a
Uniclass2015 | info@theNBS.com | 2015-06-15T13:44:06 | Submitted | Space | R002 | Sp_45_10_09 | n/a | xBIM | Other | 357 | n/a | n/a
ZoneDescription | info@theNBS.com | 2015-06-15T13:44:06 | Submitted | Space | R002 | Master bedroom | n/a | xBIM | Other | 357 | n/a | n/a
ZoneName | info@theNBS.com | 2015-06-15T13:44:06 | Submitted | Space | R002 | Bedrooms | n/a | xBIM | Other | 357 | n/a | n/a
ZoneObjectType | info@theNBS.com | 2015-06-15T13:44:06 | Submitted | Space | R002 | Sp_45_10_09 | n/a | xBIM | Other | 357 | n/a | n/a
Phase | info@theNBS.com | 2015-06-15T13:44:06 | Submitted | Space | R002 | New Construction | n/a | xBIM | Phasing | 362 | n/a | n/a
Reference | info@theNBS.com | 2015-06-15T13:44:06 | Submitted | Space | R003 | Guest Bedroom R003 | n/a | xBIM | Pset_SpaceCommon | 391 | n/a | n/a
Category.Pset_SpaceCommon | info@theNBS.com | 2015-06-15T13:44:06 | Submitted | Space | R003 | Rooms | n/a | xBIM | Pset_SpaceCommon | 391 | n/a | n/a
Base Offset | info@theNBS.com | 2015-06-15T13:44:06 | Submitted | Space | R003 | 0 | n/a | xBIM | Constraints | 439 | n/a | n/a
Upper Limit | info@theNBS.com | 2015-06-15T13:44:06 | Submitted | Space | R003 | Level: 01 - Ground Floor | n/a | xBIM | Constraints | 439 | n/a | n/a
Level | info@theNBS.com | 2015-06-15T13:44:06 | Submitted | Space | R003 | Level: 01 - Ground Floor | n/a | xBIM | Constraints | 439 | n/a | n/a
Limit Offset | info@theNBS.com | 2015-06-15T13:44:06 | Submitted | Space | R003 | 4 | n/a | xBIM | Constraints | 439 | n/a | n/a
Computation Height | info@theNBS.com | 2015-06-15T13:44:06 | Submitted | Space | R003 | 0 | n/a | xBIM | Dimensions | 444 | n/a | n/a
Area | info@theNBS.com | 2015-06-15T13:44:06 | Submitted | Space | R003 | 16.4766 | n/a | xBIM | Dimensions | 444 | n/a | n/a
Perimeter | info@theNBS.com | 2015-06-15T13:44:06 | Submitted | Space | R003 | 17.2625 | n/a | xBIM | Dimensions | 444 | n/a | n/a
Unbounded Height | info@theNBS.com | 2015-06-15T13:44:06 | Submitted | Space | R003 | 4 | n/a | xBIM | Dimensions | 444 | n/a | n/a
UsableHeight | info@theNBS.com | 2015-06-15T13:44:06 | Submitted | Space | R003 | 3 | n/a | xBIM | Dimensions | 444 | n/a | n/a
Actual Lighting Load per area | info@theNBS.com | 2015-06-15T13:44:06 | Submitted | Space | R003 | 0 | n/a | xBIM | Energy Analysis | 449 | n/a | n/a
Actual Power Load per area | info@theNBS.com | 2015-06-15T13:44:06 | Submitted | Space | R003 | 0 | n/a | xBIM | Energy Analysis | 449 | n/a | n/a
Base Lighting Load on | info@theNBS.com | 2015-06-15T13:44:06 | Submitted | Space | R003 | <Default> | n/a | xBIM | Energy Analysis | 449 | n/a | n/a
Base Power Load on | info@theNBS.com | 2015-06-15T13:44:06 | Submitted | Space | R003 | <Default> | n/a | xBIM | Energy Analysis | 449 | n/a | n/a
Heat Load Values | info@theNBS.com | 2015-06-15T13:44:06 | Submitted | Space | R003 | <Default> | n/a | xBIM | Energy Analysis | 449 | n/a | n/a
Lighting Load Units | info@theNBS.com | 2015-06-15T13:44:06 | Submitted | Space | R003 | Power Density | n/a | xBIM | Energy Analysis | 449 | n/a | n/a
Number of People | info@theNBS.com | 2015-06-15T13:44:06 | Submitted | Space | R003 | 0 | n/a | xBIM | Energy Analysis | 449 | n/a | n/a
Power Load Units | info@theNBS.com | 2015-06-15T13:44:06 | Submitted | Space | R003 | Power Density | n/a | xBIM | Energy Analysis | 449 | n/a | n/a
Actual Lighting Load | info@theNBS.com | 2015-06-15T13:44:06 | Submitted | Space | R003 | 0 | n/a | xBIM | Energy Analysis | 449 | n/a | n/a
Actual Power Load | info@theNBS.com | 2015-06-15T13:44:06 | Submitted | Space | R003 | 0 | n/a | xBIM | Energy Analysis | 449 | n/a | n/a
Area per Person | info@theNBS.com | 2015-06-15T13:44:06 | Submitted | Space | R003 | 28.5714 | n/a | xBIM | Energy Analysis | 449 | n/a | n/a
Latent Heat Gain per person | info@theNBS.com | 2015-06-15T13:44:06 | Submitted | Space | R003 | 630.9181 | n/a | xBIM | Energy Analysis | 449 | n/a | n/a
Plenum Lighting Contribution | info@theNBS.com | 2015-06-15T13:44:06 | Submitted | Space | R003 | 0.2 | n/a | xBIM | Energy Analysis | 449 | n/a | n/a
Sensible Heat Gain per person | info@theNBS.com | 2015-06-15T13:44:06 | Submitted | Space | R003 | 788.6477 | n/a | xBIM | Energy Analysis | 449 | n/a | n/a
Specified Lighting Load | info@theNBS.com | 2015-06-15T13:44:06 | Submitted | Space | R003 | 0 | n/a | xBIM | Energy Analysis | 449 | n/a | n/a
Specified Lighting Load per area | info@theNBS.com | 2015-06-15T13:44:06 | Submitted | Space | R003 | 10.7639 | n/a | xBIM | Energy Analysis | 449 | n/a | n/a
Specified Power Load | info@theNBS.com | 2015-06-15T13:44:06 | Submitted | Space | R003 | 0 | n/a | xBIM | Energy Analysis | 449 | n/a | n/a
Specified Power Load per area | info@theNBS.com | 2015-06-15T13:44:06 | Submitted | Space | R003 | 13.9931 | n/a | xBIM | Energy Analysis | 449 | n/a | n/a
Total Heat Gain per person | info@theNBS.com | 2015-06-15T13:44:06 | Submitted | Space | R003 | 1419.5658 | n/a | xBIM | Energy Analysis | 449 | n/a | n/a
Name | info@theNBS.com | 2015-06-15T13:44:06 | Submitted | Space | R003 | Guest Bedroom | n/a | xBIM | Identity Data | 454 | n/a | n/a
Number | info@theNBS.com | 2015-06-15T13:44:06 | Submitted | Space | R003 | R003 | n/a | xBIM | Identity Data | 454 | n/a | n/a
Category.Other | info@theNBS.com | 2015-06-15T13:44:06 | Submitted | Space | R003 | Rooms | n/a | xBIM | Other | 459 | n/a | n/a
Phase Id | info@theNBS.com | 2015-06-15T13:44:06 | Submitted | Space | R003 | New Construction | n/a | xBIM | Other | 459 | n/a | n/a
Uniclass2015 | info@theNBS.com | 2015-06-15T13:44:06 | Submitted | Space | R003 | Sp_45_10_09 | n/a | xBIM | Other | 459 | n/a | n/a
ZoneDescription | info@theNBS.com | 2015-06-15T13:44:06 | Submitted | Space | R003 | Guest bedroom | n/a | xBIM | Other | 459 | n/a | n/a
ZoneName | info@theNBS.com | 2015-06-15T13:44:06 | Submitted | Space | R003 | Bedrooms | n/a | xBIM | Other | 459 | n/a | n/a
ZoneObjectType | info@theNBS.com | 2015-06-15T13:44:06 | Submitted | Space | R003 | Sp_45_10_09 | n/a | xBIM | Other | 459 | n/a | n/a
Phase | info@theNBS.com | 2015-06-15T13:44:06 | Submitted | Space | R003 | New Construction | n/a | xBIM | Phasing | 464 | n/a | n/a
AboveGround | info@theNBS.com | 2015-06-15T13:44:06 | Submitted | Space | 01 - Ground Floor | n/a | n/a | xBIM | Pset_BuildingStoreyCommon | 38931 | n/a | n/a
Elevation | info@theNBS.com | 2015-06-15T13:44:06 | Submitted | Space | 01 - Ground Floor | 0 | n/a | xBIM | Constraints | 38957 | n/a | n/a
Computation Height | info@theNBS.com | 2015-06-15T13:44:06 | Submitted | Space | 01 - Ground Floor | 0 | n/a | xBIM | Dimensions | 38962 | n/a | n/a
Structural | info@theNBS.com | 2015-06-15T13:44:06 | Submitted | Space | 01 - Ground Floor | n/a | n/a | xBIM | Identity Data | 38967 | n/a | n/a
Building Story | info@theNBS.com | 2015-06-15T13:44:06 | Submitted | Space | 01 - Ground Floor | TRUE | n/a | xBIM | Identity Data | 38967 | n/a | n/a
Name | info@theNBS.com | 2015-06-15T13:44:06 | Submitted | Space | 01 - Ground Floor | 01 - Ground Floor | n/a | xBIM | Identity Data | 38967 | n/a | n/a
Category | info@theNBS.com | 2015-06-15T13:44:06 | Submitted | Space | 01 - Ground Floor | Levels | n/a | xBIM | Other | 38972 | n/a | n/a
Family | info@theNBS.com | 2015-06-15T13:44:06 | Submitted | Space | 01 - Ground Floor | Level: Circle Head - Project Datum | n/a | xBIM | Other | 38972 | n/a | n/a
Family and Type | info@theNBS.com | 2015-06-15T13:44:06 | Submitted | Space | 01 - Ground Floor | Level: Circle Head - Project Datum | n/a | xBIM | Other | 38972 | n/a | n/a
Type | info@theNBS.com | 2015-06-15T13:44:06 | Submitted | Space | 01 - Ground Floor | Level: Circle Head - Project Datum | n/a | xBIM | Other | 38972 | n/a | n/a
Type Id | info@theNBS.com | 2015-06-15T13:44:06 | Submitted | Space | 01 - Ground Floor | Level: Circle Head - Project Datum | n/a | xBIM | Other | 38972 | n/a | n/a
Color | info@theNBS.com | 2015-06-15T13:44:06 | Submitted | Space | 01 - Ground Floor | 0 | n/a | xBIM | Graphics | 38979 | n/a | n/a
Line Pattern | info@theNBS.com | 2015-06-15T13:44:06 | Submitted | Space | 01 - Ground Floor | Centre | n/a | xBIM | Graphics | 38979 | n/a | n/a
Line Weight | info@theNBS.com | 2015-06-15T13:44:06 | Submitted | Space | 01 - Ground Floor | 1 | n/a | xBIM | Graphics | 38979 | n/a | n/a
Symbol | info@theNBS.com | 2015-06-15T13:44:06 | Submitted | Space | 01 - Ground Floor | Level Head - Circle: Level Head - Circle | n/a | xBIM | Graphics | 38979 | n/a | n/a
Symbol at End 1 Default | info@theNBS.com | 2015-06-15T13:44:06 | Submitted | Space | 01 - Ground Floor | TRUE | n/a | xBIM | Graphics | 38979 | n/a | n/a
Symbol at End 2 Default | info@theNBS.com | 2015-06-15T13:44:06 | Submitted | Space | 01 - Ground Floor | n/a | n/a | xBIM | Graphics | 38979 | n/a | n/a
AboveGround | info@theNBS.com | 2015-06-15T13:44:06 | Submitted | Floor | 02 - Roof | n/a | n/a | xBIM | Pset_BuildingStoreyCommon | 39005 | n/a | n/a
Elevation | info@theNBS.com | 2015-06-15T13:44:06 | Submitted | Floor | 02 - Roof | 3 | n/a | xBIM | Constraints | 39016 | n/a | n/a
Computation Height | info@theNBS.com | 2015-06-15T13:44:06 | Submitted | Floor | 02 - Roof | 0 | n/a | xBIM | Dimensions | 39021 | n/a | n/a
Structural | info@theNBS.com | 2015-06-15T13:44:06 | Submitted | Floor | 02 - Roof | n/a | n/a | xBIM | Identity Data | 39026 | n/a | n/a
Building Story | info@theNBS.com | 2015-06-15T13:44:06 | Submitted | Floor | 02 - Roof | TRUE | n/a | xBIM | Identity Data | 39026 | n/a | n/a
Name | info@theNBS.com | 2015-06-15T13:44:06 | Submitted | Floor | 02 - Roof | 02 - Roof | n/a | xBIM | Identity Data | 39026 | n/a | n/a
Category | info@theNBS.com | 2015-06-15T13:44:06 | Submitted | Floor | 02 - Roof | Levels | n/a | xBIM | Other | 39031 | n/a | n/a
Family | info@theNBS.com | 2015-06-15T13:44:06 | Submitted | Floor | 02 - Roof | Level: Circle Head - Project Datum | n/a | xBIM | Other | 39031 | n/a | n/a
Family and Type | info@theNBS.com | 2015-06-15T13:44:06 | Submitted | Floor | 02 - Roof | Level: Circle Head - Project Datum | n/a | xBIM | Other | 39031 | n/a | n/a
Type | info@theNBS.com | 2015-06-15T13:44:06 | Submitted | Floor | 02 - Roof | Level: Circle Head - Project Datum | n/a | xBIM | Other | 39031 | n/a | n/a
Type Id | info@theNBS.com | 2015-06-15T13:44:06 | Submitted | Floor | 02 - Roof | Level: Circle Head - Project Datum | n/a | xBIM | Other | 39031 | n/a | n/a
Color | info@theNBS.com | 2015-06-15T13:44:06 | Submitted | Floor | 02 - Roof | 0 | n/a | xBIM | Graphics | 38979 | n/a | n/a
Line Pattern | info@theNBS.com | 2015-06-15T13:44:06 | Submitted | Floor | 02 - Roof | Centre | n/a | xBIM | Graphics | 38979 | n/a | n/a
Line Weight | info@theNBS.com | 2015-06-15T13:44:06 | Submitted | Floor | 02 - Roof | 1 | n/a | xBIM | Graphics | 38979 | n/a | n/a
Symbol | info@theNBS.com | 2015-06-15T13:44:06 | Submitted | Floor | 02 - Roof | Level Head - Circle: Level Head - Circle | n/a | xBIM | Graphics | 38979 | n/a | n/a
Symbol at End 1 Default | info@theNBS.com | 2015-06-15T13:44:06 | Submitted | Floor | 02 - Roof | TRUE | n/a | xBIM | Graphics | 38979 | n/a | n/a
Symbol at End 2 Default | info@theNBS.com | 2015-06-15T13:44:06 | Submitted | Floor | 02 - Roof | n/a | n/a | xBIM | Graphics | 38979 | n/a | n/a
AboveGround | info@theNBS.com | 2015-06-15T13:44:06 | Submitted | Space | 02 - Roof | n/a | n/a | xBIM | Pset_BuildingStoreyCommon | 39005 | n/a | n/a
Elevation | info@theNBS.com | 2015-06-15T13:44:06 | Submitted | Space | 02 - Roof | 3 | n/a | xBIM | Constraints | 39016 | n/a | n/a
Computation Height | info@theNBS.com | 2015-06-15T13:44:06 | Submitted | Space | 02 - Roof | 0 | n/a | xBIM | Dimensions | 39021 | n/a | n/a
Structural | info@theNBS.com | 2015-06-15T13:44:06 | Submitted | Space | 02 - Roof | n/a | n/a | xBIM | Identity Data | 39026 | n/a | n/a
Building Story | info@theNBS.com | 2015-06-15T13:44:06 | Submitted | Space | 02 - Roof | TRUE | n/a | xBIM | Identity Data | 39026 | n/a | n/a
Name | info@theNBS.com | 2015-06-15T13:44:06 | Submitted | Space | 02 - Roof | 02 - Roof | n/a | xBIM | Identity Data | 39026 | n/a | n/a
Category | info@theNBS.com | 2015-06-15T13:44:06 | Submitted | Space | 02 - Roof | Levels | n/a | xBIM | Other | 39031 | n/a | n/a
Family | info@theNBS.com | 2015-06-15T13:44:06 | Submitted | Space | 02 - Roof | Level: Circle Head - Project Datum | n/a | xBIM | Other | 39031 | n/a | n/a
Family and Type | info@theNBS.com | 2015-06-15T13:44:06 | Submitted | Space | 02 - Roof | Level: Circle Head - Project Datum | n/a | xBIM | Other | 39031 | n/a | n/a
Type | info@theNBS.com | 2015-06-15T13:44:06 | Submitted | Space | 02 - Roof | Level: Circle Head - Project Datum | n/a | xBIM | Other | 39031 | n/a | n/a
Type Id | info@theNBS.com | 2015-06-15T13:44:06 | Submitted | Space | 02 - Roof | Level: Circle Head - Project Datum | n/a | xBIM | Other | 39031 | n/a | n/a
Color | info@theNBS.com | 2015-06-15T13:44:06 | Submitted | Space | 02 - Roof | 0 | n/a | xBIM | Graphics | 38979 | n/a | n/a
Line Pattern | info@theNBS.com | 2015-06-15T13:44:06 | Submitted | Space | 02 - Roof | Centre | n/a | xBIM | Graphics | 38979 | n/a | n/a
Line Weight | info@theNBS.com | 2015-06-15T13:44:06 | Submitted | Space | 02 - Roof | 1 | n/a | xBIM | Graphics | 38979 | n/a | n/a
Symbol | info@theNBS.com | 2015-06-15T13:44:06 | Submitted | Space | 02 - Roof | Level Head - Circle: Level Head - Circle | n/a | xBIM | Graphics | 38979 | n/a | n/a
Symbol at End 1 Default | info@theNBS.com | 2015-06-15T13:44:06 | Submitted | Space | 02 - Roof | TRUE | n/a | xBIM | Graphics | 38979 | n/a | n/a
Symbol at End 2 Default | info@theNBS.com | 2015-06-15T13:44:06 | Submitted | Space | 02 - Roof | n/a | n/a | xBIM | Graphics | 38979 | n/a | n/a
Author | info@theNBS.com | 2015-06-15T13:44:06 | Submitted | Floor | Default | n/a | n/a | xBIM | Identity Data | 38918 | n/a | n/a
Building Name | info@theNBS.com | 2015-06-15T13:44:06 | Submitted | Floor | Default | n/a | n/a | xBIM | Identity Data | 38918 | n/a | n/a
NBSSpecificationPath | info@theNBS.com | 2015-06-15T13:44:06 | Submitted | Floor | Default | n/a | n/a | xBIM | Identity Data | 38918 | n/a | n/a
Organization Description | info@theNBS.com | 2015-06-15T13:44:06 | Submitted | Floor | Default | n/a | n/a | xBIM | Identity Data | 38918 | n/a | n/a
Organization Name | info@theNBS.com | 2015-06-15T13:44:06 | Submitted | Floor | Default | n/a | n/a | xBIM | Identity Data | 38918 | n/a | n/a
Category | info@theNBS.com | 2015-06-15T13:44:06 | Submitted | Floor | Default | Project Information | n/a | xBIM | Other | 38924 | n/a | n/a
Client Name | info@theNBS.com | 2015-06-15T13:44:06 | Submitted | Floor | Default | Owner | n/a | xBIM | Other | 38924 | n/a | n/a
Project Address | info@theNBS.com | 2015-06-15T13:44:06 | Submitted | Floor | Default | St Nicholas Street Newcastle upon Tyne NE1 1RH UK | n/a | xBIM | Other | 38924 | n/a | n/a
Project Issue Date | info@theNBS.com | 2015-06-15T13:44:06 | Submitted | Floor | Default | Issue Date | n/a | xBIM | Other | 38924 | n/a | n/a
Project Name | info@theNBS.com | 2015-06-15T13:44:06 | Submitted | Floor | Default | Project Name | n/a | xBIM | Other | 38924 | n/a | n/a
Project Number | info@theNBS.com | 2015-06-15T13:44:06 | Submitted | Floor | Default | Project Number | n/a | xBIM | Other | 38924 | n/a | n/a
Project Status | info@theNBS.com | 2015-06-15T13:44:06 | Submitted | Floor | Default | Project Status | n/a | xBIM | Other | 38924 | n/a | n/a
Author | info@theNBS.com | 2015-06-15T13:44:06 | Submitted | Space | Default | n/a | n/a | xBIM | Identity Data | 38918 | n/a | n/a
Building Name | info@theNBS.com | 2015-06-15T13:44:06 | Submitted | Space | Default | n/a | n/a | xBIM | Identity Data | 38918 | n/a | n/a
NBSSpecificationPath | info@theNBS.com | 2015-06-15T13:44:06 | Submitted | Space | Default | n/a | n/a | xBIM | Identity Data | 38918 | n/a | n/a
Organization Description | info@theNBS.com | 2015-06-15T13:44:06 | Submitted | Space | Default | n/a | n/a | xBIM | Identity Data | 38918 | n/a | n/a
Organization Name | info@theNBS.com | 2015-06-15T13:44:06 | Submitted | Space | Default | n/a | n/a | xBIM | Identity Data | 38918 | n/a | n/a
Category | info@theNBS.com | 2015-06-15T13:44:06 | Submitted | Space | Default | Project Information | n/a | xBIM | Other | 38924 | n/a | n/a
Client Name | info@theNBS.com | 2015-06-15T13:44:06 | Submitted | Space | Default | Owner | n/a | xBIM | Other | 38924 | n/a | n/a
Project Address | info@theNBS.com | 2015-06-15T13:44:06 | Submitted | Space | Default | St Nicholas Street Newcastle upon Tyne NE1 1RH UK | n/a | xBIM | Other | 38924 | n/a | n/a
Project Issue Date | info@theNBS.com | 2015-06-15T13:44:06 | Submitted | Space | Default | Issue Date | n/a | xBIM | Other | 38924 | n/a | n/a
Project Name | info@theNBS.com | 2015-06-15T13:44:06 | Submitted | Space | Default | Project Name | n/a | xBIM | Other | 38924 | n/a | n/a
Project Number | info@theNBS.com | 2015-06-15T13:44:06 | Submitted | Space | Default | Project Number | n/a | xBIM | Other | 38924 | n/a | n/a
Project Status | info@theNBS.com | 2015-06-15T13:44:06 | Submitted | Space | Default | Project Status | n/a | xBIM | Other | 38924 | n/a | n/a
NumberOfStoreys | info@theNBS.com | 2015-06-15T13:44:06 | Submitted | Floor |  | 2 | n/a | xBIM | Pset_BuildingCommon | 39062 | n/a | n/a
Author | info@theNBS.com | 2015-06-15T13:44:06 | Submitted | Floor |  | n/a | n/a | xBIM | Identity Data | 39078 | n/a | n/a
Building Name | info@theNBS.com | 2015-06-15T13:44:06 | Submitted | Floor |  | n/a | n/a | xBIM | Identity Data | 39078 | n/a | n/a
NBSSpecificationPath | info@theNBS.com | 2015-06-15T13:44:06 | Submitted | Floor |  | n/a | n/a | xBIM | Identity Data | 39078 | n/a | n/a
Organization Description | info@theNBS.com | 2015-06-15T13:44:06 | Submitted | Floor |  | n/a | n/a | xBIM | Identity Data | 39078 | n/a | n/a
Organization Name | info@theNBS.com | 2015-06-15T13:44:06 | Submitted | Floor |  | n/a | n/a | xBIM | Identity Data | 39078 | n/a | n/a
Category | info@theNBS.com | 2015-06-15T13:44:06 | Submitted | Floor |  | Project Information | n/a | xBIM | Other | 39083 | n/a | n/a
Client Name | info@theNBS.com | 2015-06-15T13:44:06 | Submitted | Floor |  | Owner | n/a | xBIM | Other | 39083 | n/a | n/a
Project Address | info@theNBS.com | 2015-06-15T13:44:06 | Submitted | Floor |  | St Nicholas Street Newcastle upon Tyne NE1 1RH UK | n/a | xBIM | Other | 39083 | n/a | n/a
Project Issue Date | info@theNBS.com | 2015-06-15T13:44:06 | Submitted | Floor |  | Issue Date | n/a | xBIM | Other | 39083 | n/a | n/a
Project Name | info@theNBS.com | 2015-06-15T13:44:06 | Submitted | Floor |  | Project Name | n/a | xBIM | Other | 39083 | n/a | n/a
Project Number | info@theNBS.com | 2015-06-15T13:44:06 | Submitted | Floor |  | Project Number | n/a | xBIM | Other | 39083 | n/a | n/a
Project Status | info@theNBS.com | 2015-06-15T13:44:06 | Submitted | Floor |  | Project Status | n/a | xBIM | Other | 39083 | n/a | n/a
NumberOfStoreys | info@theNBS.com | 2015-06-15T13:44:06 | Submitted | Space |  | 2 | n/a | xBIM | Pset_BuildingCommon | 39062 | n/a | n/a
Author | info@theNBS.com | 2015-06-15T13:44:06 | Submitted | Space |  | n/a | n/a | xBIM | Identity Data | 39078 | n/a | n/a
Building Name | info@theNBS.com | 2015-06-15T13:44:06 | Submitted | Space |  | n/a | n/a | xBIM | Identity Data | 39078 | n/a | n/a
NBSSpecificationPath | info@theNBS.com | 2015-06-15T13:44:06 | Submitted | Space |  | n/a | n/a | xBIM | Identity Data | 39078 | n/a | n/a
Organization Description | info@theNBS.com | 2015-06-15T13:44:06 | Submitted | Space |  | n/a | n/a | xBIM | Identity Data | 39078 | n/a | n/a
Organization Name | info@theNBS.com | 2015-06-15T13:44:06 | Submitted | Space |  | n/a | n/a | xBIM | Identity Data | 39078 | n/a | n/a
Category | info@theNBS.com | 2015-06-15T13:44:06 | Submitted | Space |  | Project Information | n/a | xBIM | Other | 39083 | n/a | n/a
Client Name | info@theNBS.com | 2015-06-15T13:44:06 | Submitted | Space |  | Owner | n/a | xBIM | Other | 39083 | n/a | n/a
Project Address | info@theNBS.com | 2015-06-15T13:44:06 | Submitted | Space |  | St Nicholas Street Newcastle upon Tyne NE1 1RH UK | n/a | xBIM | Other | 39083 | n/a | n/a
Project Issue Date | info@theNBS.com | 2015-06-15T13:44:06 | Submitted | Space |  | Issue Date | n/a | xBIM | Other | 39083 | n/a | n/a
Project Name | info@theNBS.com | 2015-06-15T13:44:06 | Submitted | Space |  | Project Name | n/a | xBIM | Other | 39083 | n/a | n/a
Project Number | info@theNBS.com | 2015-06-15T13:44:06 | Submitted | Space |  | Project Number | n/a | xBIM | Other | 39083 | n/a | n/a
Project Status | info@theNBS.com | 2015-06-15T13:44:06 | Submitted | Space |  | Project Status | n/a | xBIM | Other | 39083 | n/a | n/a
Reference | info@theNBS.com | 2015-06-15T13:44:06 | Submitted | Component | Compound Ceiling:nbl_PlstrbrdGyp-Insul:496770 | nbl_PlstrbrdGyp-Insul | n/a | xBIM | Pset_CoveringCommon | 1334 | n/a | n/a
Finish | info@theNBS.com | 2015-06-15T13:44:06 | Submitted | Component | Compound Ceiling:nbl_PlstrbrdGyp-Insul:496770 | nbl_PlasterboardGypsum; | n/a | xBIM | Pset_CoveringCommon | 1334 | n/a | n/a
TotalThickness | info@theNBS.com | 2015-06-15T13:44:06 | Submitted | Component | Compound Ceiling:nbl_PlstrbrdGyp-Insul:496770 | 0.1125 | n/a | xBIM | Pset_CoveringCommon | 1334 | n/a | n/a
Room Bounding | info@theNBS.com | 2015-06-15T13:44:06 | Submitted | Component | Compound Ceiling:nbl_PlstrbrdGyp-Insul:496770 | TRUE | n/a | xBIM | Constraints | 1373 | n/a | n/a
Height Offset From Level | info@theNBS.com | 2015-06-15T13:44:06 | Submitted | Component | Compound Ceiling:nbl_PlstrbrdGyp-Insul:496770 | -0.1 | n/a | xBIM | Constraints | 1373 | n/a | n/a
Level | info@theNBS.com | 2015-06-15T13:44:06 | Submitted | Component | Compound Ceiling:nbl_PlstrbrdGyp-Insul:496770 | Level: 02 - Roof | n/a | xBIM | Constraints | 1373 | n/a | n/a
Area | info@theNBS.com | 2015-06-15T13:44:06 | Submitted | Component | Compound Ceiling:nbl_PlstrbrdGyp-Insul:496770 | 44.2988 | n/a | xBIM | Dimensions | 1378 | n/a | n/a
Perimeter | info@theNBS.com | 2015-06-15T13:44:06 | Submitted | Component | Compound Ceiling:nbl_PlstrbrdGyp-Insul:496770 | 26.8875 | n/a | xBIM | Dimensions | 1378 | n/a | n/a
Volume | info@theNBS.com | 2015-06-15T13:44:06 | Submitted | Component | Compound Ceiling:nbl_PlstrbrdGyp-Insul:496770 | 4.9836 | n/a | xBIM | Dimensions | 1378 | n/a | n/a
Category | info@theNBS.com | 2015-06-15T13:44:06 | Submitted | Component | Compound Ceiling:nbl_PlstrbrdGyp-Insul:496770 | Ceilings | n/a | xBIM | Other | 1383 | n/a | n/a
Family | info@theNBS.com | 2015-06-15T13:44:06 | Submitted | Component | Compound Ceiling:nbl_PlstrbrdGyp-Insul:496770 | Compound Ceiling: nbl_PlstrbrdGyp-Insul | n/a | xBIM | Other | 1383 | n/a | n/a
Family and Type | info@theNBS.com | 2015-06-15T13:44:06 | Submitted | Component | Compound Ceiling:nbl_PlstrbrdGyp-Insul:496770 | Compound Ceiling: nbl_PlstrbrdGyp-Insul | n/a | xBIM | Other | 1383 | n/a | n/a
Type | info@theNBS.com | 2015-06-15T13:44:06 | Submitted | Component | Compound Ceiling:nbl_PlstrbrdGyp-Insul:496770 | Compound Ceiling: nbl_PlstrbrdGyp-Insul | n/a | xBIM | Other | 1383 | n/a | n/a
Type Id | info@theNBS.com | 2015-06-15T13:44:06 | Submitted | Component | Compound Ceiling:nbl_PlstrbrdGyp-Insul:496770 | Compound Ceiling: nbl_PlstrbrdGyp-Insul | n/a | xBIM | Other | 1383 | n/a | n/a
Phase Created | info@theNBS.com | 2015-06-15T13:44:06 | Submitted | Component | Compound Ceiling:nbl_PlstrbrdGyp-Insul:496770 | New Construction | n/a | xBIM | Phasing | 1388 | n/a | n/a
Roughness | info@theNBS.com | 2015-06-15T13:44:06 | Submitted | Component | Compound Ceiling:nbl_PlstrbrdGyp-Insul:496770 | 1 | n/a | xBIM | Analytical Properties | 1393 | n/a | n/a
Absorptance | info@theNBS.com | 2015-06-15T13:44:06 | Submitted | Component | Compound Ceiling:nbl_PlstrbrdGyp-Insul:496770 | 0.1 | n/a | xBIM | Analytical Properties | 1393 | n/a | n/a
Thickness | info@theNBS.com | 2015-06-15T13:44:06 | Submitted | Component | Compound Ceiling:nbl_PlstrbrdGyp-Insul:496770 | 0.1125 | n/a | xBIM | Construction | 1395 | n/a | n/a
Coarse Scale Fill Color | info@theNBS.com | 2015-06-15T13:44:06 | Submitted | Component | Compound Ceiling:nbl_PlstrbrdGyp-Insul:496770 | 0 | n/a | xBIM | Graphics | 1397 | n/a | n/a
Assembly Code | info@theNBS.com | 2015-06-15T13:44:06 | Submitted | Component | Compound Ceiling:nbl_PlstrbrdGyp-Insul:496770 | n/a | n/a | xBIM | Identity Data | 1399 | n/a | n/a
Assembly Description | info@theNBS.com | 2015-06-15T13:44:06 | Submitted | Component | Compound Ceiling:nbl_PlstrbrdGyp-Insul:496770 | n/a | n/a | xBIM | Identity Data | 1399 | n/a | n/a
Description | info@theNBS.com | 2015-06-15T13:44:06 | Submitted | Component | Compound Ceiling:nbl_PlstrbrdGyp-Insul:496770 | Plasterboard Gypsum Insulation | n/a | xBIM | Identity Data | 1399 | n/a | n/a
Help | info@theNBS.com | 2015-06-15T13:44:06 | Submitted | Component | Compound Ceiling:nbl_PlstrbrdGyp-Insul:496770 | http://www.nationalbimlibrary.com | n/a | xBIM | Identity Data | 1399 | n/a | n/a
Keynote | info@theNBS.com | 2015-06-15T13:44:06 | Submitted | Component | Compound Ceiling:nbl_PlstrbrdGyp-Insul:496770 | K40 | n/a | xBIM | Identity Data | 1399 | n/a | n/a
NBSDescription | info@theNBS.com | 2015-06-15T13:44:06 | Submitted | Component | Compound Ceiling:nbl_PlstrbrdGyp-Insul:496770 | Board suspended ceiling system | n/a | xBIM | Identity Data | 1399 | n/a | n/a
NBSReference | info@theNBS.com | 2015-06-15T13:44:06 | Submitted | Component | Compound Ceiling:nbl_PlstrbrdGyp-Insul:496770 | 20-10-10/110 | n/a | xBIM | Identity Data | 1399 | n/a | n/a
Type Name | info@theNBS.com | 2015-06-15T13:44:06 | Submitted | Component | Compound Ceiling:nbl_PlstrbrdGyp-Insul:496770 | nbl_PlstrbrdGyp-Insul | n/a | xBIM | Identity Data | 1399 | n/a | n/a
Version | info@theNBS.com | 2015-06-15T13:44:06 | Submitted | Component | Compound Ceiling:nbl_PlstrbrdGyp-Insul:496770 | 1.0 | n/a | xBIM | Identity Data | 1399 | n/a | n/a
Reference | info@theNBS.com | 2015-06-15T13:44:06 | Submitted | Component | Compound Ceiling:nbl_PlstrbrdGyp-Insul:496818 | nbl_PlstrbrdGyp-Insul | n/a | xBIM | Pset_CoveringCommon | 1431 | n/a | n/a
Finish | info@theNBS.com | 2015-06-15T13:44:06 | Submitted | Component | Compound Ceiling:nbl_PlstrbrdGyp-Insul:496818 | nbl_PlasterboardGypsum; | n/a | xBIM | Pset_CoveringCommon | 1431 | n/a | n/a
TotalThickness | info@theNBS.com | 2015-06-15T13:44:06 | Submitted | Component | Compound Ceiling:nbl_PlstrbrdGyp-Insul:496818 | 0.1125 | n/a | xBIM | Pset_CoveringCommon | 1431 | n/a | n/a
Room Bounding | info@theNBS.com | 2015-06-15T13:44:06 | Submitted | Component | Compound Ceiling:nbl_PlstrbrdGyp-Insul:496818 | TRUE | n/a | xBIM | Constraints | 1454 | n/a | n/a
Level | info@theNBS.com | 2015-06-15T13:44:06 | Submitted | Component | Compound Ceiling:nbl_PlstrbrdGyp-Insul:496818 | Level: 02 - Roof | n/a | xBIM | Constraints | 1454 | n/a | n/a
Height Offset From Level | info@theNBS.com | 2015-06-15T13:44:06 | Submitted | Component | Compound Ceiling:nbl_PlstrbrdGyp-Insul:496818 | -0.1 | n/a | xBIM | Constraints | 1454 | n/a | n/a
Area | info@theNBS.com | 2015-06-15T13:44:06 | Submitted | Component | Compound Ceiling:nbl_PlstrbrdGyp-Insul:496818 | 44.2988 | n/a | xBIM | Dimensions | 1459 | n/a | n/a
Perimeter | info@theNBS.com | 2015-06-15T13:44:06 | Submitted | Component | Compound Ceiling:nbl_PlstrbrdGyp-Insul:496818 | 26.8875 | n/a | xBIM | Dimensions | 1459 | n/a | n/a
Volume | info@theNBS.com | 2015-06-15T13:44:06 | Submitted | Component | Compound Ceiling:nbl_PlstrbrdGyp-Insul:496818 | 4.9836 | n/a | xBIM | Dimensions | 1459 | n/a | n/a
Category | info@theNBS.com | 2015-06-15T13:44:06 | Submitted | Component | Compound Ceiling:nbl_PlstrbrdGyp-Insul:496818 | Ceilings | n/a | xBIM | Other | 1464 | n/a | n/a
Family | info@theNBS.com | 2015-06-15T13:44:06 | Submitted | Component | Compound Ceiling:nbl_PlstrbrdGyp-Insul:496818 | Compound Ceiling: nbl_PlstrbrdGyp-Insul | n/a | xBIM | Other | 1464 | n/a | n/a
Family and Type | info@theNBS.com | 2015-06-15T13:44:06 | Submitted | Component | Compound Ceiling:nbl_PlstrbrdGyp-Insul:496818 | Compound Ceiling: nbl_PlstrbrdGyp-Insul | n/a | xBIM | Other | 1464 | n/a | n/a
Type | info@theNBS.com | 2015-06-15T13:44:06 | Submitted | Component | Compound Ceiling:nbl_PlstrbrdGyp-Insul:496818 | Compound Ceiling: nbl_PlstrbrdGyp-Insul | n/a | xBIM | Other | 1464 | n/a | n/a
Type Id | info@theNBS.com | 2015-06-15T13:44:06 | Submitted | Component | Compound Ceiling:nbl_PlstrbrdGyp-Insul:496818 | Compound Ceiling: nbl_PlstrbrdGyp-Insul | n/a | xBIM | Other | 1464 | n/a | n/a
Phase Created | info@theNBS.com | 2015-06-15T13:44:06 | Submitted | Component | Compound Ceiling:nbl_PlstrbrdGyp-Insul:496818 | New Construction | n/a | xBIM | Phasing | 1469 | n/a | n/a
Roughness | info@theNBS.com | 2015-06-15T13:44:06 | Submitted | Component | Compound Ceiling:nbl_PlstrbrdGyp-Insul:496818 | 1 | n/a | xBIM | Analytical Properties | 1393 | n/a | n/a
Absorptance | info@theNBS.com | 2015-06-15T13:44:06 | Submitted | Component | Compound Ceiling:nbl_PlstrbrdGyp-Insul:496818 | 0.1 | n/a | xBIM | Analytical Properties | 1393 | n/a | n/a
Thickness | info@theNBS.com | 2015-06-15T13:44:06 | Submitted | Component | Compound Ceiling:nbl_PlstrbrdGyp-Insul:496818 | 0.1125 | n/a | xBIM | Construction | 1395 | n/a | n/a
Coarse Scale Fill Color | info@theNBS.com | 2015-06-15T13:44:06 | Submitted | Component | Compound Ceiling:nbl_PlstrbrdGyp-Insul:496818 | 0 | n/a | xBIM | Graphics | 1397 | n/a | n/a
Assembly Code | info@theNBS.com | 2015-06-15T13:44:06 | Submitted | Component | Compound Ceiling:nbl_PlstrbrdGyp-Insul:496818 | n/a | n/a | xBIM | Identity Data | 1399 | n/a | n/a
Assembly Description | info@theNBS.com | 2015-06-15T13:44:06 | Submitted | Component | Compound Ceiling:nbl_PlstrbrdGyp-Insul:496818 | n/a | n/a | xBIM | Identity Data | 1399 | n/a | n/a
Description | info@theNBS.com | 2015-06-15T13:44:06 | Submitted | Component | Compound Ceiling:nbl_PlstrbrdGyp-Insul:496818 | Plasterboard Gypsum Insulation | n/a | xBIM | Identity Data | 1399 | n/a | n/a
Help | info@theNBS.com | 2015-06-15T13:44:06 | Submitted | Component | Compound Ceiling:nbl_PlstrbrdGyp-Insul:496818 | http://www.nationalbimlibrary.com | n/a | xBIM | Identity Data | 1399 | n/a | n/a
Keynote | info@theNBS.com | 2015-06-15T13:44:06 | Submitted | Component | Compound Ceiling:nbl_PlstrbrdGyp-Insul:496818 | K40 | n/a | xBIM | Identity Data | 1399 | n/a | n/a
NBSDescription | info@theNBS.com | 2015-06-15T13:44:06 | Submitted | Component | Compound Ceiling:nbl_PlstrbrdGyp-Insul:496818 | Board suspended ceiling system | n/a | xBIM | Identity Data | 1399 | n/a | n/a
NBSReference | info@theNBS.com | 2015-06-15T13:44:06 | Submitted | Component | Compound Ceiling:nbl_PlstrbrdGyp-Insul:496818 | 20-10-10/110 | n/a | xBIM | Identity Data | 1399 | n/a | n/a
Type Name | info@theNBS.com | 2015-06-15T13:44:06 | Submitted | Component | Compound Ceiling:nbl_PlstrbrdGyp-Insul:496818 | nbl_PlstrbrdGyp-Insul | n/a | xBIM | Identity Data | 1399 | n/a | n/a
Version | info@theNBS.com | 2015-06-15T13:44:06 | Submitted | Component | Compound Ceiling:nbl_PlstrbrdGyp-Insul:496818 | 1.0 | n/a | xBIM | Identity Data | 1399 | n/a | n/a
Analytic Construction | info@theNBS.com | 2015-06-15T13:44:06 | Submitted | Type | DoorType.1 External Door | <None> | n/a | xBIM | Analytical Properties | 2183 | n/a | n/a
Function | info@theNBS.com | 2015-06-15T13:44:06 | Submitted | Type | DoorType.1 External Door | Exterior | n/a | xBIM | Construction | 2185 | n/a | n/a
ThresholdRequired | info@theNBS.com | 2015-06-15T13:44:06 | Submitted | Type | DoorType.1 External Door | TRUE | n/a | xBIM | Construction | 2185 | n/a | n/a
ClearOpeningWidth | info@theNBS.com | 2015-06-15T13:44:06 | Submitted | Type | DoorType.1 External Door | 0.894 | n/a | xBIM | Dimensions | 2187 | n/a | n/a
FrameSetback | info@theNBS.com | 2015-06-15T13:44:06 | Submitted | Type | DoorType.1 External Door | 0 | n/a | xBIM | Dimensions | 2187 | n/a | n/a
FrameThickness | info@theNBS.com | 2015-06-15T13:44:06 | Submitted | Type | DoorType.1 External Door | 0.05 | n/a | xBIM | Dimensions | 2187 | n/a | n/a
FrameWidth | info@theNBS.com | 2015-06-15T13:44:06 | Submitted | Type | DoorType.1 External Door | 0.12 | n/a | xBIM | Dimensions | 2187 | n/a | n/a
GlazingOffsetFromBottomOfLeaf | info@theNBS.com | 2015-06-15T13:44:06 | Submitted | Type | DoorType.1 External Door | 0.3 | n/a | xBIM | Dimensions | 2187 | n/a | n/a
GlazingOffsetFromEdgeOfLeaf | info@theNBS.com | 2015-06-15T13:44:06 | Submitted | Type | DoorType.1 External Door | 0.15 | n/a | xBIM | Dimensions | 2187 | n/a | n/a
GlazingPanel1Height | info@theNBS.com | 2015-06-15T13:44:06 | Submitted | Type | DoorType.1 External Door | 1.507 | n/a | xBIM | Dimensions | 2187 | n/a | n/a
GlazingPanelWidth | info@theNBS.com | 2015-06-15T13:44:06 | Submitted | Type | DoorType.1 External Door | 0.59 | n/a | xBIM | Dimensions | 2187 | n/a | n/a
Height | info@theNBS.com | 2015-06-15T13:44:06 | Submitted | Type | DoorType.1 External Door | 2.1 | n/a | xBIM | Dimensions | 2187 | n/a | n/a
LeafHeight | info@theNBS.com | 2015-06-15T13:44:06 | Submitted | Type | DoorType.1 External Door | 2.022 | n/a | xBIM | Dimensions | 2187 | n/a | n/a
LeafThickness | info@theNBS.com | 2015-06-15T13:44:06 | Submitted | Type | DoorType.1 External Door | 0.07 | n/a | xBIM | Dimensions | 2187 | n/a | n/a
MainLeafWidth | info@theNBS.com | 2015-06-15T13:44:06 | Submitted | Type | DoorType.1 External Door | 0.89 | n/a | xBIM | Dimensions | 2187 | n/a | n/a
OpeningTolerance | info@theNBS.com | 2015-06-15T13:44:06 | Submitted | Type | DoorType.1 External Door | 0.002 | n/a | xBIM | Dimensions | 2187 | n/a | n/a
RebateDepth | info@theNBS.com | 2015-06-15T13:44:06 | Submitted | Type | DoorType.1 External Door | 0.072 | n/a | xBIM | Dimensions | 2187 | n/a | n/a
Rough Height | info@theNBS.com | 2015-06-15T13:44:06 | Submitted | Type | DoorType.1 External Door | 2.1 | n/a | xBIM | Dimensions | 2187 | n/a | n/a
Rough Width | info@theNBS.com | 2015-06-15T13:44:06 | Submitted | Type | DoorType.1 External Door | 1.01 | n/a | xBIM | Dimensions | 2187 | n/a | n/a
StructuralOpeningHeight | info@theNBS.com | 2015-06-15T13:44:06 | Submitted | Type | DoorType.1 External Door | 2.1 | n/a | xBIM | Dimensions | 2187 | n/a | n/a
StructuralOpeningWidth | info@theNBS.com | 2015-06-15T13:44:06 | Submitted | Type | DoorType.1 External Door | 1.01 | n/a | xBIM | Dimensions | 2187 | n/a | n/a
StructuralTolerance | info@theNBS.com | 2015-06-15T13:44:06 | Submitted | Type | DoorType.1 External Door | 0.008 | n/a | xBIM | Dimensions | 2187 | n/a | n/a
Thickness | info@theNBS.com | 2015-06-15T13:44:06 | Submitted | Type | DoorType.1 External Door | 0.07 | n/a | xBIM | Dimensions | 2187 | n/a | n/a
ThresholdProjection | info@theNBS.com | 2015-06-15T13:44:06 | Submitted | Type | DoorType.1 External Door | 0.025 | n/a | xBIM | Dimensions | 2187 | n/a | n/a
ThresholdThickness | info@theNBS.com | 2015-06-15T13:44:06 | Submitted | Type | DoorType.1 External Door | 0.01 | n/a | xBIM | Dimensions | 2187 | n/a | n/a
ThresholdThicknessForCalc | info@theNBS.com | 2015-06-15T13:44:06 | Submitted | Type | DoorType.1 External Door | 0.01 | n/a | xBIM | Dimensions | 2187 | n/a | n/a
Undercut | info@theNBS.com | 2015-06-15T13:44:06 | Submitted | Type | DoorType.1 External Door | 0.008 | n/a | xBIM | Dimensions | 2187 | n/a | n/a
UnglazedZone | info@theNBS.com | 2015-06-15T13:44:06 | Submitted | Type | DoorType.1 External Door | 0.2 | n/a | xBIM | Dimensions | 2187 | n/a | n/a
Width | info@theNBS.com | 2015-06-15T13:44:06 | Submitted | Type | DoorType.1 External Door | 1.01 | n/a | xBIM | Dimensions | 2187 | n/a | n/a
Assembly Code | info@theNBS.com | 2015-06-15T13:44:06 | Submitted | Type | DoorType.1 External Door | n/a | n/a | xBIM | Identity Data | 2189 | n/a | n/a
Assembly Description | info@theNBS.com | 2015-06-15T13:44:06 | Submitted | Type | DoorType.1 External Door | n/a | n/a | xBIM | Identity Data | 2189 | n/a | n/a
Configuration | info@theNBS.com | 2015-06-15T13:44:06 | Submitted | Type | DoorType.1 External Door | Single | n/a | xBIM | Identity Data | 2189 | n/a | n/a
Description | info@theNBS.com | 2015-06-15T13:44:06 | Submitted | Type | DoorType.1 External Door | External single door with 1 vision panel | n/a | xBIM | Identity Data | 2189 | n/a | n/a
FrameProfile | info@theNBS.com | 2015-06-15T13:44:06 | Submitted | Type | DoorType.1 External Door | n/a | n/a | xBIM | Identity Data | 2189 | n/a | n/a
Help | info@theNBS.com | 2015-06-15T13:44:06 | Submitted | Type | DoorType.1 External Door | www.nationalbimlibrary.com | n/a | xBIM | Identity Data | 2189 | n/a | n/a
IssueDate | info@theNBS.com | 2015-06-15T13:44:06 | Submitted | Type | DoorType.1 External Door | 12/03/07 | n/a | xBIM | Identity Data | 2189 | n/a | n/a
Keynote | info@theNBS.com | 2015-06-15T13:44:06 | Submitted | Type | DoorType.1 External Door | 25 50 20 110 | n/a | xBIM | Identity Data | 2189 | n/a | n/a
NBSDescription | info@theNBS.com | 2015-06-15T13:44:06 | Submitted | Type | DoorType.1 External Door | Doorset system | n/a | xBIM | Identity Data | 2189 | n/a | n/a
NBSReference | info@theNBS.com | 2015-06-15T13:44:06 | Submitted | Type | DoorType.1 External Door | 25-50-20/120 | n/a | xBIM | Identity Data | 2189 | n/a | n/a
NBSTypeID | info@theNBS.com | 2015-06-15T13:44:06 | Submitted | Type | DoorType.1 External Door | type B | n/a | xBIM | Identity Data | 2189 | n/a | n/a
OmniClass Number | info@theNBS.com | 2015-06-15T13:44:06 | Submitted | Type | DoorType.1 External Door | n/a | n/a | xBIM | Identity Data | 2189 | n/a | n/a
OmniClass Title | info@theNBS.com | 2015-06-15T13:44:06 | Submitted | Type | DoorType.1 External Door | n/a | n/a | xBIM | Identity Data | 2189 | n/a | n/a
Reference | info@theNBS.com | 2015-06-15T13:44:06 | Submitted | Type | DoorType.1 External Door | ES02 | n/a | xBIM | Identity Data | 2189 | n/a | n/a
Type Mark | info@theNBS.com | 2015-06-15T13:44:06 | Submitted | Type | DoorType.1 External Door | 103 | n/a | xBIM | Identity Data | 2189 | n/a | n/a
Type Name | info@theNBS.com | 2015-06-15T13:44:06 | Submitted | Type | DoorType.1 External Door | External Door | n/a | xBIM | Identity Data | 2189 | n/a | n/a
Units | info@theNBS.com | 2015-06-15T13:44:06 | Submitted | Type | DoorType.1 External Door | Metric | n/a | xBIM | Identity Data | 2189 | n/a | n/a
URL | info@theNBS.com | 2015-06-15T13:44:06 | Submitted | Type | DoorType.1 External Door | www.nationalbimlibrary.com | n/a | xBIM | Identity Data | 2189 | n/a | n/a
Version | info@theNBS.com | 2015-06-15T13:44:06 | Submitted | Type | DoorType.1 External Door | 1.0 | n/a | xBIM | Identity Data | 2189 | n/a | n/a
VisionPanelConfiguration | info@theNBS.com | 2015-06-15T13:44:06 | Submitted | Type | DoorType.1 External Door | Single slot | n/a | xBIM | Identity Data | 2189 | n/a | n/a
Frame/MullionMaterial | info@theNBS.com | 2015-06-15T13:44:06 | Submitted | Type | DoorType.1 External Door | nbl_FrameWoodInsulated | n/a | xBIM | Materials and Finishes | 2191 | n/a | n/a
GlazingBeadMaterial | info@theNBS.com | 2015-06-15T13:44:06 | Submitted | Type | DoorType.1 External Door | nbl_FrameWoodInsulated | n/a | xBIM | Materials and Finishes | 2191 | n/a | n/a
GlazingPanelMaterial | info@theNBS.com | 2015-06-15T13:44:06 | Submitted | Type | DoorType.1 External Door | nbl_ConceptGlass | n/a | xBIM | Materials and Finishes | 2191 | n/a | n/a
LeafMaterial | info@theNBS.com | 2015-06-15T13:44:06 | Submitted | Type | DoorType.1 External Door | nbl_FrameWoodInsulated | n/a | xBIM | Materials and Finishes | 2191 | n/a | n/a
ThresholdMaterial | info@theNBS.com | 2015-06-15T13:44:06 | Submitted | Type | DoorType.1 External Door | nbl_FrameWoodInsulated | n/a | xBIM | Materials and Finishes | 2191 | n/a | n/a
Colour | info@theNBS.com | 2015-06-15T13:44:06 | Submitted | Type | DoorType.1 External Door | n/a | n/a | xBIM | Other | 2193 | n/a | n/a
ServiceLifeDuration | info@theNBS.com | 2015-06-15T13:44:06 | Submitted | Type | DoorType.1 External Door | n/a | n/a | xBIM | Other | 2193 | n/a | n/a
Category | info@theNBS.com | 2015-06-15T13:44:06 | Submitted | Type | DoorType.1 External Door | Doors | n/a | xBIM | Other | 2193 | n/a | n/a
Constituents | info@theNBS.com | 2015-06-15T13:44:06 | Submitted | Type | DoorType.1 External Door | n/a | n/a | xBIM | Other | 2193 | n/a | n/a
Family Name | info@theNBS.com | 2015-06-15T13:44:06 | Submitted | Type | DoorType.1 External Door | nbl_Door_Ext-Sgl-Vsn-Pnl-01 | n/a | xBIM | Other | 2193 | n/a | n/a
Features | info@theNBS.com | 2015-06-15T13:44:06 | Submitted | Type | DoorType.1 External Door | n/a | n/a | xBIM | Other | 2193 | n/a | n/a
Finish | info@theNBS.com | 2015-06-15T13:44:06 | Submitted | Type | DoorType.1 External Door | n/a | n/a | xBIM | Other | 2193 | n/a | n/a
Grade | info@theNBS.com | 2015-06-15T13:44:06 | Submitted | Type | DoorType.1 External Door | n/a | n/a | xBIM | Other | 2193 | n/a | n/a
Material | info@theNBS.com | 2015-06-15T13:44:06 | Submitted | Type | DoorType.1 External Door | n/a | n/a | xBIM | Other | 2193 | n/a | n/a
NominalHeight | info@theNBS.com | 2015-06-15T13:44:06 | Submitted | Type | DoorType.1 External Door | 2.1 | n/a | xBIM | Other | 2193 | n/a | n/a
NominalLength | info@theNBS.com | 2015-06-15T13:44:06 | Submitted | Type | DoorType.1 External Door | 0 | n/a | xBIM | Other | 2193 | n/a | n/a
NominalWidth | info@theNBS.com | 2015-06-15T13:44:06 | Submitted | Type | DoorType.1 External Door | 1.01 | n/a | xBIM | Other | 2193 | n/a | n/a
ProductionYear | info@theNBS.com | 2015-06-15T13:44:06 | Submitted | Type | DoorType.1 External Door | n/a | n/a | xBIM | Other | 2193 | n/a | n/a
ReplacementCost | info@theNBS.com | 2015-06-15T13:44:06 | Submitted | Type | DoorType.1 External Door | n/a | n/a | xBIM | Other | 2193 | n/a | n/a
Shape | info@theNBS.com | 2015-06-15T13:44:06 | Submitted | Type | DoorType.1 External Door | n/a | n/a | xBIM | Other | 2193 | n/a | n/a
Size | info@theNBS.com | 2015-06-15T13:44:06 | Submitted | Type | DoorType.1 External Door | n/a | n/a | xBIM | Other | 2193 | n/a | n/a
WarrantyDescription | info@theNBS.com | 2015-06-15T13:44:06 | Submitted | Type | DoorType.1 External Door | n/a | n/a | xBIM | Other | 2193 | n/a | n/a
WarrantyDurationLabour | info@theNBS.com | 2015-06-15T13:44:06 | Submitted | Type | DoorType.1 External Door | n/a | n/a | xBIM | Other | 2193 | n/a | n/a
WarrantyDurationParts | info@theNBS.com | 2015-06-15T13:44:06 | Submitted | Type | DoorType.1 External Door | n/a | n/a | xBIM | Other | 2193 | n/a | n/a
WarrantyGuarantorLabour | info@theNBS.com | 2015-06-15T13:44:06 | Submitted | Type | DoorType.1 External Door | n/a | n/a | xBIM | Other | 2193 | n/a | n/a
WarrantyGuarantorParts | info@theNBS.com | 2015-06-15T13:44:06 | Submitted | Type | DoorType.1 External Door | n/a | n/a | xBIM | Other | 2193 | n/a | n/a
IsExternal | info@theNBS.com | 2015-06-15T13:44:06 | Submitted | Component | nbl_Door_Ext-Sgl-Vsn-Pnl-01:External Door:496877 | TRUE | n/a | xBIM | Pset_DoorCommon | 2016 | n/a | n/a
Reference | info@theNBS.com | 2015-06-15T13:44:06 | Submitted | Component | nbl_Door_Ext-Sgl-Vsn-Pnl-01:External Door:496877 | ES02 | n/a | xBIM | Pset_DoorCommon | 2016 | n/a | n/a
FireRating | info@theNBS.com | 2015-06-15T13:44:06 | Submitted | Component | nbl_Door_Ext-Sgl-Vsn-Pnl-01:External Door:496877 | n/a | n/a | xBIM | Pset_DoorCommon | 2016 | n/a | n/a
ThermalTransmittance | info@theNBS.com | 2015-06-15T13:44:06 | Submitted | Component | nbl_Door_Ext-Sgl-Vsn-Pnl-01:External Door:496877 | 0 | n/a | xBIM | Pset_DoorCommon | 2016 | n/a | n/a
AcousticRating | info@theNBS.com | 2015-06-15T13:44:06 | Submitted | Component | nbl_Door_Ext-Sgl-Vsn-Pnl-01:External Door:496877 | n/a | n/a | xBIM | Pset_DoorCommon | 2016 | n/a | n/a
SecurityRating.Pset_DoorCommon | info@theNBS.com | 2015-06-15T13:44:06 | Submitted | Component | nbl_Door_Ext-Sgl-Vsn-Pnl-01:External Door:496877 | n/a | n/a | xBIM | Pset_DoorCommon | 2016 | n/a | n/a
SelfClosing | info@theNBS.com | 2015-06-15T13:44:06 | Submitted | Component | nbl_Door_Ext-Sgl-Vsn-Pnl-01:External Door:496877 | n/a | n/a | xBIM | Pset_DoorCommon | 2016 | n/a | n/a
ProductionYear | info@theNBS.com | 2015-06-15T13:44:06 | Submitted | Component | nbl_Door_Ext-Sgl-Vsn-Pnl-01:External Door:496877 | n/a | n/a | xBIM | Pset_ManufacturerTypeInformation | 2019 | n/a | n/a
Level | info@theNBS.com | 2015-06-15T13:44:06 | Submitted | Component | nbl_Door_Ext-Sgl-Vsn-Pnl-01:External Door:496877 | Level: 01 - Ground Floor | n/a | xBIM | Constraints | 2158 | n/a | n/a
Sill Height | info@theNBS.com | 2015-06-15T13:44:06 | Submitted | Component | nbl_Door_Ext-Sgl-Vsn-Pnl-01:External Door:496877 | 0 | n/a | xBIM | Constraints | 2158 | n/a | n/a
Area | info@theNBS.com | 2015-06-15T13:44:06 | Submitted | Component | nbl_Door_Ext-Sgl-Vsn-Pnl-01:External Door:496877 | 3.7292 | n/a | xBIM | Dimensions | 2163 | n/a | n/a
Volume | info@theNBS.com | 2015-06-15T13:44:06 | Submitted | Component | nbl_Door_Ext-Sgl-Vsn-Pnl-01:External Door:496877 | 0.11156 | n/a | xBIM | Dimensions | 2163 | n/a | n/a
WallThickness | info@theNBS.com | 2015-06-15T13:44:06 | Submitted | Component | nbl_Door_Ext-Sgl-Vsn-Pnl-01:External Door:496877 | 0.3375 | n/a | xBIM | Dimensions | 2163 | n/a | n/a
AirTransferGrille | info@theNBS.com | 2015-06-15T13:44:06 | Submitted | Component | nbl_Door_Ext-Sgl-Vsn-Pnl-01:External Door:496877 | n/a | n/a | xBIM | Identity Data | 2168 | n/a | n/a
AirTransferGrilleSize | info@theNBS.com | 2015-06-15T13:44:06 | Submitted | Component | nbl_Door_Ext-Sgl-Vsn-Pnl-01:External Door:496877 | n/a | n/a | xBIM | Identity Data | 2168 | n/a | n/a
AntiFingerTrapRequirement | info@theNBS.com | 2015-06-15T13:44:06 | Submitted | Component | nbl_Door_Ext-Sgl-Vsn-Pnl-01:External Door:496877 | n/a | n/a | xBIM | Identity Data | 2168 | n/a | n/a
BreakOutFacility | info@theNBS.com | 2015-06-15T13:44:06 | Submitted | Component | nbl_Door_Ext-Sgl-Vsn-Pnl-01:External Door:496877 | n/a | n/a | xBIM | Identity Data | 2168 | n/a | n/a
ComponentNumber | info@theNBS.com | 2015-06-15T13:44:06 | Submitted | Component | nbl_Door_Ext-Sgl-Vsn-Pnl-01:External Door:496877 | n/a | n/a | xBIM | Identity Data | 2168 | n/a | n/a
Decoration | info@theNBS.com | 2015-06-15T13:44:06 | Submitted | Component | nbl_Door_Ext-Sgl-Vsn-Pnl-01:External Door:496877 | n/a | n/a | xBIM | Identity Data | 2168 | n/a | n/a
DoorNumber | info@theNBS.com | 2015-06-15T13:44:06 | Submitted | Component | nbl_Door_Ext-Sgl-Vsn-Pnl-01:External Door:496877 | n/a | n/a | xBIM | Identity Data | 2168 | n/a | n/a
ElectronicLock | info@theNBS.com | 2015-06-15T13:44:06 | Submitted | Component | nbl_Door_Ext-Sgl-Vsn-Pnl-01:External Door:496877 | n/a | n/a | xBIM | Identity Data | 2168 | n/a | n/a
FloorFinish | info@theNBS.com | 2015-06-15T13:44:06 | Submitted | Component | nbl_Door_Ext-Sgl-Vsn-Pnl-01:External Door:496877 | n/a | n/a | xBIM | Identity Data | 2168 | n/a | n/a
FrameFinish | info@theNBS.com | 2015-06-15T13:44:06 | Submitted | Component | nbl_Door_Ext-Sgl-Vsn-Pnl-01:External Door:496877 | n/a | n/a | xBIM | Identity Data | 2168 | n/a | n/a
FrameMaterial | info@theNBS.com | 2015-06-15T13:44:06 | Submitted | Component | nbl_Door_Ext-Sgl-Vsn-Pnl-01:External Door:496877 | n/a | n/a | xBIM | Identity Data | 2168 | n/a | n/a
GlassThickness | info@theNBS.com | 2015-06-15T13:44:06 | Submitted | Component | nbl_Door_Ext-Sgl-Vsn-Pnl-01:External Door:496877 | n/a | n/a | xBIM | Identity Data | 2168 | n/a | n/a
GlassType | info@theNBS.com | 2015-06-15T13:44:06 | Submitted | Component | nbl_Door_Ext-Sgl-Vsn-Pnl-01:External Door:496877 | n/a | n/a | xBIM | Identity Data | 2168 | n/a | n/a
Handing | info@theNBS.com | 2015-06-15T13:44:06 | Submitted | Component | nbl_Door_Ext-Sgl-Vsn-Pnl-01:External Door:496877 | n/a | n/a | xBIM | Identity Data | 2168 | n/a | n/a
HardwareSet | info@theNBS.com | 2015-06-15T13:44:06 | Submitted | Component | nbl_Door_Ext-Sgl-Vsn-Pnl-01:External Door:496877 | n/a | n/a | xBIM | Identity Data | 2168 | n/a | n/a
HeadDetail | info@theNBS.com | 2015-06-15T13:44:06 | Submitted | Component | nbl_Door_Ext-Sgl-Vsn-Pnl-01:External Door:496877 | n/a | n/a | xBIM | Identity Data | 2168 | n/a | n/a
HoldOpen | info@theNBS.com | 2015-06-15T13:44:06 | Submitted | Component | nbl_Door_Ext-Sgl-Vsn-Pnl-01:External Door:496877 | n/a | n/a | xBIM | Identity Data | 2168 | n/a | n/a
JambDetail | info@theNBS.com | 2015-06-15T13:44:06 | Submitted | Component | nbl_Door_Ext-Sgl-Vsn-Pnl-01:External Door:496877 | n/a | n/a | xBIM | Identity Data | 2168 | n/a | n/a
KeySuiting | info@theNBS.com | 2015-06-15T13:44:06 | Submitted | Component | nbl_Door_Ext-Sgl-Vsn-Pnl-01:External Door:496877 | n/a | n/a | xBIM | Identity Data | 2168 | n/a | n/a
LeafEdgings | info@theNBS.com | 2015-06-15T13:44:06 | Submitted | Component | nbl_Door_Ext-Sgl-Vsn-Pnl-01:External Door:496877 | n/a | n/a | xBIM | Identity Data | 2168 | n/a | n/a
LeafFacing | info@theNBS.com | 2015-06-15T13:44:06 | Submitted | Component | nbl_Door_Ext-Sgl-Vsn-Pnl-01:External Door:496877 | n/a | n/a | xBIM | Identity Data | 2168 | n/a | n/a
LeafSwing | info@theNBS.com | 2015-06-15T13:44:06 | Submitted | Component | nbl_Door_Ext-Sgl-Vsn-Pnl-01:External Door:496877 | n/a | n/a | xBIM | Identity Data | 2168 | n/a | n/a
Mark | info@theNBS.com | 2015-06-15T13:44:06 | Submitted | Component | nbl_Door_Ext-Sgl-Vsn-Pnl-01:External Door:496877 | Y | n/a | xBIM | Identity Data | 2168 | n/a | n/a
OpeningMechanism | info@theNBS.com | 2015-06-15T13:44:06 | Submitted | Component | nbl_Door_Ext-Sgl-Vsn-Pnl-01:External Door:496877 | n/a | n/a | xBIM | Identity Data | 2168 | n/a | n/a
PoweredOperation | info@theNBS.com | 2015-06-15T13:44:06 | Submitted | Component | nbl_Door_Ext-Sgl-Vsn-Pnl-01:External Door:496877 | n/a | n/a | xBIM | Identity Data | 2168 | n/a | n/a
SecurityRating.Identity Data | info@theNBS.com | 2015-06-15T13:44:06 | Submitted | Component | nbl_Door_Ext-Sgl-Vsn-Pnl-01:External Door:496877 | n/a | n/a | xBIM | Identity Data | 2168 | n/a | n/a
SignageFire | info@theNBS.com | 2015-06-15T13:44:06 | Submitted | Component | nbl_Door_Ext-Sgl-Vsn-Pnl-01:External Door:496877 | n/a | n/a | xBIM | Identity Data | 2168 | n/a | n/a
SignageWayfinding | info@theNBS.com | 2015-06-15T13:44:06 | Submitted | Component | nbl_Door_Ext-Sgl-Vsn-Pnl-01:External Door:496877 | n/a | n/a | xBIM | Identity Data | 2168 | n/a | n/a
AssetIdentifier | info@theNBS.com | 2015-06-15T13:44:06 | Submitted | Component | nbl_Door_Ext-Sgl-Vsn-Pnl-01:External Door:496877 | n/a | n/a | xBIM | Other | 2173 | n/a | n/a
BarCode | info@theNBS.com | 2015-06-15T13:44:06 | Submitted | Component | nbl_Door_Ext-Sgl-Vsn-Pnl-01:External Door:496877 | n/a | n/a | xBIM | Other | 2173 | n/a | n/a
Category | info@theNBS.com | 2015-06-15T13:44:06 | Submitted | Component | nbl_Door_Ext-Sgl-Vsn-Pnl-01:External Door:496877 | Doors | n/a | xBIM | Other | 2173 | n/a | n/a
Family | info@theNBS.com | 2015-06-15T13:44:06 | Submitted | Component | nbl_Door_Ext-Sgl-Vsn-Pnl-01:External Door:496877 | nbl_Door_Ext-Sgl-Vsn-Pnl-01: External Door | n/a | xBIM | Other | 2173 | n/a | n/a
Family and Type | info@theNBS.com | 2015-06-15T13:44:06 | Submitted | Component | nbl_Door_Ext-Sgl-Vsn-Pnl-01:External Door:496877 | nbl_Door_Ext-Sgl-Vsn-Pnl-01: External Door | n/a | xBIM | Other | 2173 | n/a | n/a
Head Height | info@theNBS.com | 2015-06-15T13:44:06 | Submitted | Component | nbl_Door_Ext-Sgl-Vsn-Pnl-01:External Door:496877 | 2.1 | n/a | xBIM | Other | 2173 | n/a | n/a
Host Id | info@theNBS.com | 2015-06-15T13:44:06 | Submitted | Component | nbl_Door_Ext-Sgl-Vsn-Pnl-01:External Door:496877 | Basic Wall: External Stone Wall | n/a | xBIM | Other | 2173 | n/a | n/a
InstallationDate | info@theNBS.com | 2015-06-15T13:44:06 | Submitted | Component | nbl_Door_Ext-Sgl-Vsn-Pnl-01:External Door:496877 | n/a | n/a | xBIM | Other | 2173 | n/a | n/a
SerialNumber | info@theNBS.com | 2015-06-15T13:44:06 | Submitted | Component | nbl_Door_Ext-Sgl-Vsn-Pnl-01:External Door:496877 | n/a | n/a | xBIM | Other | 2173 | n/a | n/a
TagNumber | info@theNBS.com | 2015-06-15T13:44:06 | Submitted | Component | nbl_Door_Ext-Sgl-Vsn-Pnl-01:External Door:496877 | n/a | n/a | xBIM | Other | 2173 | n/a | n/a
Type | info@theNBS.com | 2015-06-15T13:44:06 | Submitted | Component | nbl_Door_Ext-Sgl-Vsn-Pnl-01:External Door:496877 | nbl_Door_Ext-Sgl-Vsn-Pnl-01: External Door | n/a | xBIM | Other | 2173 | n/a | n/a
Type Id | info@theNBS.com | 2015-06-15T13:44:06 | Submitted | Component | nbl_Door_Ext-Sgl-Vsn-Pnl-01:External Door:496877 | nbl_Door_Ext-Sgl-Vsn-Pnl-01: External Door | n/a | xBIM | Other | 2173 | n/a | n/a
WarrantyStartDate | info@theNBS.com | 2015-06-15T13:44:06 | Submitted | Component | nbl_Door_Ext-Sgl-Vsn-Pnl-01:External Door:496877 | n/a | n/a | xBIM | Other | 2173 | n/a | n/a
Phase Created | info@theNBS.com | 2015-06-15T13:44:06 | Submitted | Component | nbl_Door_Ext-Sgl-Vsn-Pnl-01:External Door:496877 | New Construction | n/a | xBIM | Phasing | 2178 | n/a | n/a
Analytic Construction | info@theNBS.com | 2015-06-15T13:44:06 | Submitted | Type | DoorType.2 Internal Door | <None> | n/a | xBIM | Analytical Properties | 36737 | n/a | n/a
Function | info@theNBS.com | 2015-06-15T13:44:06 | Submitted | Type | DoorType.2 Internal Door | Interior | n/a | xBIM | Construction | 36739 | n/a | n/a
Construction Type | info@theNBS.com | 2015-06-15T13:44:06 | Submitted | Type | DoorType.2 Internal Door | n/a | n/a | xBIM | Construction | 36739 | n/a | n/a
FrameType | info@theNBS.com | 2015-06-15T13:44:06 | Submitted | Type | DoorType.2 Internal Door | nbl_DoorFrameRbtd | n/a | xBIM | Construction | 36739 | n/a | n/a
PlantedStopRequired | info@theNBS.com | 2015-06-15T13:44:06 | Submitted | Type | DoorType.2 Internal Door | TRUE | n/a | xBIM | Construction | 36739 | n/a | n/a
FrameSetback | info@theNBS.com | 2015-06-15T13:44:06 | Submitted | Type | DoorType.2 Internal Door | 0 | n/a | xBIM | Dimensions | 36741 | n/a | n/a
ClearOpeningWidth | info@theNBS.com | 2015-06-15T13:44:06 | Submitted | Type | DoorType.2 Internal Door | 0.906 | n/a | xBIM | Dimensions | 36741 | n/a | n/a
FrameThickness | info@theNBS.com | 2015-06-15T13:44:06 | Submitted | Type | DoorType.2 Internal Door | 0.032 | n/a | xBIM | Dimensions | 36741 | n/a | n/a
GlazingOffsetFromBottomOfLeaf | info@theNBS.com | 2015-06-15T13:44:06 | Submitted | Type | DoorType.2 Internal Door | 0.406 | n/a | xBIM | Dimensions | 36741 | n/a | n/a
GlazingOffsetFromEdgeOfLeaf | info@theNBS.com | 2015-06-15T13:44:06 | Submitted | Type | DoorType.2 Internal Door | 0.2 | n/a | xBIM | Dimensions | 36741 | n/a | n/a
GlazingPanel1Height | info@theNBS.com | 2015-06-15T13:44:06 | Submitted | Type | DoorType.2 Internal Door | 1.45 | n/a | xBIM | Dimensions | 36741 | n/a | n/a
GlazingPanelWidth | info@theNBS.com | 2015-06-15T13:44:06 | Submitted | Type | DoorType.2 Internal Door | 0.2 | n/a | xBIM | Dimensions | 36741 | n/a | n/a
Height | info@theNBS.com | 2015-06-15T13:44:06 | Submitted | Type | DoorType.2 Internal Door | 2.1 | n/a | xBIM | Dimensions | 36741 | n/a | n/a
LeafHeight | info@theNBS.com | 2015-06-15T13:44:06 | Submitted | Type | DoorType.2 Internal Door | 2.05 | n/a | xBIM | Dimensions | 36741 | n/a | n/a
LeafThickness | info@theNBS.com | 2015-06-15T13:44:06 | Submitted | Type | DoorType.2 Internal Door | 0.044 | n/a | xBIM | Dimensions | 36741 | n/a | n/a
MainLeafWidth | info@theNBS.com | 2015-06-15T13:44:06 | Submitted | Type | DoorType.2 Internal Door | 0.926 | n/a | xBIM | Dimensions | 36741 | n/a | n/a
OpeningTolerance | info@theNBS.com | 2015-06-15T13:44:06 | Submitted | Type | DoorType.2 Internal Door | 0.002 | n/a | xBIM | Dimensions | 36741 | n/a | n/a
PlantedStopWidthForCalc | info@theNBS.com | 2015-06-15T13:44:06 | Submitted | Type | DoorType.2 Internal Door | 0.012 | n/a | xBIM | Dimensions | 36741 | n/a | n/a
Rough Height | info@theNBS.com | 2015-06-15T13:44:06 | Submitted | Type | DoorType.2 Internal Door | 2.1 | n/a | xBIM | Dimensions | 36741 | n/a | n/a
Rough Width | info@theNBS.com | 2015-06-15T13:44:06 | Submitted | Type | DoorType.2 Internal Door | 1.01 | n/a | xBIM | Dimensions | 36741 | n/a | n/a
StructuralOpeningHeight | info@theNBS.com | 2015-06-15T13:44:06 | Submitted | Type | DoorType.2 Internal Door | 2.1 | n/a | xBIM | Dimensions | 36741 | n/a | n/a
StructuralOpeningWidth | info@theNBS.com | 2015-06-15T13:44:06 | Submitted | Type | DoorType.2 Internal Door | 1.01 | n/a | xBIM | Dimensions | 36741 | n/a | n/a
StructuralTolerance | info@theNBS.com | 2015-06-15T13:44:06 | Submitted | Type | DoorType.2 Internal Door | 0.008 | n/a | xBIM | Dimensions | 36741 | n/a | n/a
Thickness | info@theNBS.com | 2015-06-15T13:44:06 | Submitted | Type | DoorType.2 Internal Door | 0.044 | n/a | xBIM | Dimensions | 36741 | n/a | n/a
Undercut | info@theNBS.com | 2015-06-15T13:44:06 | Submitted | Type | DoorType.2 Internal Door | 0.008 | n/a | xBIM | Dimensions | 36741 | n/a | n/a
Width | info@theNBS.com | 2015-06-15T13:44:06 | Submitted | Type | DoorType.2 Internal Door | 1.01 | n/a | xBIM | Dimensions | 36741 | n/a | n/a
Assembly Code | info@theNBS.com | 2015-06-15T13:44:06 | Submitted | Type | DoorType.2 Internal Door | n/a | n/a | xBIM | Identity Data | 36743 | n/a | n/a
Assembly Description | info@theNBS.com | 2015-06-15T13:44:06 | Submitted | Type | DoorType.2 Internal Door | n/a | n/a | xBIM | Identity Data | 36743 | n/a | n/a
FrameProfile | info@theNBS.com | 2015-06-15T13:44:06 | Submitted | Type | DoorType.2 Internal Door | n/a | n/a | xBIM | Identity Data | 36743 | n/a | n/a
OmniClass Number | info@theNBS.com | 2015-06-15T13:44:06 | Submitted | Type | DoorType.2 Internal Door | n/a | n/a | xBIM | Identity Data | 36743 | n/a | n/a
OmniClass Title | info@theNBS.com | 2015-06-15T13:44:06 | Submitted | Type | DoorType.2 Internal Door | n/a | n/a | xBIM | Identity Data | 36743 | n/a | n/a
Configuration | info@theNBS.com | 2015-06-15T13:44:06 | Submitted | Type | DoorType.2 Internal Door | Single | n/a | xBIM | Identity Data | 36743 | n/a | n/a
Description | info@theNBS.com | 2015-06-15T13:44:06 | Submitted | Type | DoorType.2 Internal Door | Internal single door with 1 vision panel | n/a | xBIM | Identity Data | 36743 | n/a | n/a
Help | info@theNBS.com | 2015-06-15T13:44:06 | Submitted | Type | DoorType.2 Internal Door | www.nationalbimlibrary.com | n/a | xBIM | Identity Data | 36743 | n/a | n/a
IssueDate | info@theNBS.com | 2015-06-15T13:44:06 | Submitted | Type | DoorType.2 Internal Door | 12/03/07 | n/a | xBIM | Identity Data | 36743 | n/a | n/a
Keynote | info@theNBS.com | 2015-06-15T13:44:06 | Submitted | Type | DoorType.2 Internal Door | 25 50 20 110 | n/a | xBIM | Identity Data | 36743 | n/a | n/a
NBSDescription | info@theNBS.com | 2015-06-15T13:44:06 | Submitted | Type | DoorType.2 Internal Door | Doorset system | n/a | xBIM | Identity Data | 36743 | n/a | n/a
NBSNote | info@theNBS.com | 2015-06-15T13:44:06 | Submitted | Type | DoorType.2 Internal Door | n/a | n/a | xBIM | Identity Data | 36743 | n/a | n/a
NBSReference | info@theNBS.com | 2015-06-15T13:44:06 | Submitted | Type | DoorType.2 Internal Door | 25-50-20/120 | n/a | xBIM | Identity Data | 36743 | n/a | n/a
NBSTypeID | info@theNBS.com | 2015-06-15T13:44:06 | Submitted | Type | DoorType.2 Internal Door | n/a | n/a | xBIM | Identity Data | 36743 | n/a | n/a
Reference | info@theNBS.com | 2015-06-15T13:44:06 | Submitted | Type | DoorType.2 Internal Door | IS02 | n/a | xBIM | Identity Data | 36743 | n/a | n/a
Type Mark | info@theNBS.com | 2015-06-15T13:44:06 | Submitted | Type | DoorType.2 Internal Door | 117 | n/a | xBIM | Identity Data | 36743 | n/a | n/a
Type Name | info@theNBS.com | 2015-06-15T13:44:06 | Submitted | Type | DoorType.2 Internal Door | Internal Door | n/a | xBIM | Identity Data | 36743 | n/a | n/a
Uniclass2 | info@theNBS.com | 2015-06-15T13:44:06 | Submitted | Type | DoorType.2 Internal Door | 25-30-95/120 | n/a | xBIM | Identity Data | 36743 | n/a | n/a
Units | info@theNBS.com | 2015-06-15T13:44:06 | Submitted | Type | DoorType.2 Internal Door | n/a | n/a | xBIM | Identity Data | 36743 | n/a | n/a
URL | info@theNBS.com | 2015-06-15T13:44:06 | Submitted | Type | DoorType.2 Internal Door | www.nationalbimlibrary.com | n/a | xBIM | Identity Data | 36743 | n/a | n/a
Version | info@theNBS.com | 2015-06-15T13:44:06 | Submitted | Type | DoorType.2 Internal Door | 2.0 | n/a | xBIM | Identity Data | 36743 | n/a | n/a
VisionPanelConfiguration | info@theNBS.com | 2015-06-15T13:44:06 | Submitted | Type | DoorType.2 Internal Door | Single slot | n/a | xBIM | Identity Data | 36743 | n/a | n/a
GlazingPanelMaterial | info@theNBS.com | 2015-06-15T13:44:06 | Submitted | Type | DoorType.2 Internal Door | nbl_ConceptGlass | n/a | xBIM | Materials and Finishes | 36745 | n/a | n/a
ArchitraveMaterial | info@theNBS.com | 2015-06-15T13:44:06 | Submitted | Type | DoorType.2 Internal Door | nbl_ConceptSolid | n/a | xBIM | Materials and Finishes | 36745 | n/a | n/a
Frame/MullionMaterial | info@theNBS.com | 2015-06-15T13:44:06 | Submitted | Type | DoorType.2 Internal Door | nbl_ConceptSolid | n/a | xBIM | Materials and Finishes | 36745 | n/a | n/a
GlazingBeadMaterial | info@theNBS.com | 2015-06-15T13:44:06 | Submitted | Type | DoorType.2 Internal Door | nbl_ConceptSolid | n/a | xBIM | Materials and Finishes | 36745 | n/a | n/a
LeafMaterial | info@theNBS.com | 2015-06-15T13:44:06 | Submitted | Type | DoorType.2 Internal Door | nbl_ConceptSolid | n/a | xBIM | Materials and Finishes | 36745 | n/a | n/a
Colour | info@theNBS.com | 2015-06-15T13:44:06 | Submitted | Type | DoorType.2 Internal Door | n/a | n/a | xBIM | Other | 36747 | n/a | n/a
ServiceLifeDuration | info@theNBS.com | 2015-06-15T13:44:06 | Submitted | Type | DoorType.2 Internal Door | n/a | n/a | xBIM | Other | 36747 | n/a | n/a
Category | info@theNBS.com | 2015-06-15T13:44:06 | Submitted | Type | DoorType.2 Internal Door | Doors | n/a | xBIM | Other | 36747 | n/a | n/a
Constituents | info@theNBS.com | 2015-06-15T13:44:06 | Submitted | Type | DoorType.2 Internal Door | n/a | n/a | xBIM | Other | 36747 | n/a | n/a
Features | info@theNBS.com | 2015-06-15T13:44:06 | Submitted | Type | DoorType.2 Internal Door | n/a | n/a | xBIM | Other | 36747 | n/a | n/a
Finish | info@theNBS.com | 2015-06-15T13:44:06 | Submitted | Type | DoorType.2 Internal Door | n/a | n/a | xBIM | Other | 36747 | n/a | n/a
Grade | info@theNBS.com | 2015-06-15T13:44:06 | Submitted | Type | DoorType.2 Internal Door | n/a | n/a | xBIM | Other | 36747 | n/a | n/a
Material | info@theNBS.com | 2015-06-15T13:44:06 | Submitted | Type | DoorType.2 Internal Door | n/a | n/a | xBIM | Other | 36747 | n/a | n/a
NominalLength | info@theNBS.com | 2015-06-15T13:44:06 | Submitted | Type | DoorType.2 Internal Door | 0 | n/a | xBIM | Other | 36747 | n/a | n/a
ProductionYear | info@theNBS.com | 2015-06-15T13:44:06 | Submitted | Type | DoorType.2 Internal Door | n/a | n/a | xBIM | Other | 36747 | n/a | n/a
ReplacementCost | info@theNBS.com | 2015-06-15T13:44:06 | Submitted | Type | DoorType.2 Internal Door | n/a | n/a | xBIM | Other | 36747 | n/a | n/a
Shape | info@theNBS.com | 2015-06-15T13:44:06 | Submitted | Type | DoorType.2 Internal Door | n/a | n/a | xBIM | Other | 36747 | n/a | n/a
Size | info@theNBS.com | 2015-06-15T13:44:06 | Submitted | Type | DoorType.2 Internal Door | n/a | n/a | xBIM | Other | 36747 | n/a | n/a
WarrantyDescription | info@theNBS.com | 2015-06-15T13:44:06 | Submitted | Type | DoorType.2 Internal Door | n/a | n/a | xBIM | Other | 36747 | n/a | n/a
WarrantyDurationLabour | info@theNBS.com | 2015-06-15T13:44:06 | Submitted | Type | DoorType.2 Internal Door | n/a | n/a | xBIM | Other | 36747 | n/a | n/a
WarrantyDurationParts | info@theNBS.com | 2015-06-15T13:44:06 | Submitted | Type | DoorType.2 Internal Door | n/a | n/a | xBIM | Other | 36747 | n/a | n/a
WarrantyGuarantorLabour | info@theNBS.com | 2015-06-15T13:44:06 | Submitted | Type | DoorType.2 Internal Door | n/a | n/a | xBIM | Other | 36747 | n/a | n/a
WarrantyGuarantorParts | info@theNBS.com | 2015-06-15T13:44:06 | Submitted | Type | DoorType.2 Internal Door | n/a | n/a | xBIM | Other | 36747 | n/a | n/a
Family Name | info@theNBS.com | 2015-06-15T13:44:06 | Submitted | Type | DoorType.2 Internal Door | nbl_Door_Int-Sgl-Vsn-Pnl-01-2.0 | n/a | xBIM | Other | 36747 | n/a | n/a
NominalHeight | info@theNBS.com | 2015-06-15T13:44:06 | Submitted | Type | DoorType.2 Internal Door | 2.1 | n/a | xBIM | Other | 36747 | n/a | n/a
NominalWidth | info@theNBS.com | 2015-06-15T13:44:06 | Submitted | Type | DoorType.2 Internal Door | 1.01 | n/a | xBIM | Other | 36747 | n/a | n/a
IsExternal | info@theNBS.com | 2015-06-15T13:44:06 | Submitted | Component | nbl_Door_Int-Sgl-Vsn-Pnl-01-2.0:Internal Door:496916 | n/a | n/a | xBIM | Pset_DoorCommon | 36609 | n/a | n/a
FireRating | info@theNBS.com | 2015-06-15T13:44:06 | Submitted | Component | nbl_Door_Int-Sgl-Vsn-Pnl-01-2.0:Internal Door:496916 | n/a | n/a | xBIM | Pset_DoorCommon | 36609 | n/a | n/a
ThermalTransmittance | info@theNBS.com | 2015-06-15T13:44:06 | Submitted | Component | nbl_Door_Int-Sgl-Vsn-Pnl-01-2.0:Internal Door:496916 | 0 | n/a | xBIM | Pset_DoorCommon | 36609 | n/a | n/a
AcousticRating | info@theNBS.com | 2015-06-15T13:44:06 | Submitted | Component | nbl_Door_Int-Sgl-Vsn-Pnl-01-2.0:Internal Door:496916 | n/a | n/a | xBIM | Pset_DoorCommon | 36609 | n/a | n/a
SecurityRating.Pset_DoorCommon | info@theNBS.com | 2015-06-15T13:44:06 | Submitted | Component | nbl_Door_Int-Sgl-Vsn-Pnl-01-2.0:Internal Door:496916 | n/a | n/a | xBIM | Pset_DoorCommon | 36609 | n/a | n/a
SelfClosing | info@theNBS.com | 2015-06-15T13:44:06 | Submitted | Component | nbl_Door_Int-Sgl-Vsn-Pnl-01-2.0:Internal Door:496916 | n/a | n/a | xBIM | Pset_DoorCommon | 36609 | n/a | n/a
Reference | info@theNBS.com | 2015-06-15T13:44:06 | Submitted | Component | nbl_Door_Int-Sgl-Vsn-Pnl-01-2.0:Internal Door:496916 | IS02 | n/a | xBIM | Pset_DoorCommon | 36609 | n/a | n/a
ProductionYear | info@theNBS.com | 2015-06-15T13:44:06 | Submitted | Component | nbl_Door_Int-Sgl-Vsn-Pnl-01-2.0:Internal Door:496916 | n/a | n/a | xBIM | Pset_ManufacturerTypeInformation | 36611 | n/a | n/a
Sill Height | info@theNBS.com | 2015-06-15T13:44:06 | Submitted | Component | nbl_Door_Int-Sgl-Vsn-Pnl-01-2.0:Internal Door:496916 | 0 | n/a | xBIM | Constraints | 36707 | n/a | n/a
Level | info@theNBS.com | 2015-06-15T13:44:06 | Submitted | Component | nbl_Door_Int-Sgl-Vsn-Pnl-01-2.0:Internal Door:496916 | Level: 01 - Ground Floor | n/a | xBIM | Constraints | 36707 | n/a | n/a
ArchitraveBackRequired | info@theNBS.com | 2015-06-15T13:44:06 | Submitted | Component | nbl_Door_Int-Sgl-Vsn-Pnl-01-2.0:Internal Door:496916 | TRUE | n/a | xBIM | Construction | 36712 | n/a | n/a
ArchitraveFrontRequired | info@theNBS.com | 2015-06-15T13:44:06 | Submitted | Component | nbl_Door_Int-Sgl-Vsn-Pnl-01-2.0:Internal Door:496916 | TRUE | n/a | xBIM | Construction | 36712 | n/a | n/a
DoubleAction | info@theNBS.com | 2015-06-15T13:44:06 | Submitted | Component | nbl_Door_Int-Sgl-Vsn-Pnl-01-2.0:Internal Door:496916 | n/a | n/a | xBIM | Construction | 36712 | n/a | n/a
ExtensionLining | info@theNBS.com | 2015-06-15T13:44:06 | Submitted | Component | nbl_Door_Int-Sgl-Vsn-Pnl-01-2.0:Internal Door:496916 | n/a | n/a | xBIM | Construction | 36712 | n/a | n/a
SingleAction | info@theNBS.com | 2015-06-15T13:44:06 | Submitted | Component | nbl_Door_Int-Sgl-Vsn-Pnl-01-2.0:Internal Door:496916 | TRUE | n/a | xBIM | Construction | 36712 | n/a | n/a
ArchitraveSetbackFromFrameFace | info@theNBS.com | 2015-06-15T13:44:06 | Submitted | Component | nbl_Door_Int-Sgl-Vsn-Pnl-01-2.0:Internal Door:496916 | 0.015 | n/a | xBIM | Dimensions | 36717 | n/a | n/a
ArchitraveThickness | info@theNBS.com | 2015-06-15T13:44:06 | Submitted | Component | nbl_Door_Int-Sgl-Vsn-Pnl-01-2.0:Internal Door:496916 | 0.045 | n/a | xBIM | Dimensions | 36717 | n/a | n/a
ArchitraveWidth | info@theNBS.com | 2015-06-15T13:44:06 | Submitted | Component | nbl_Door_Int-Sgl-Vsn-Pnl-01-2.0:Internal Door:496916 | 0.014 | n/a | xBIM | Dimensions | 36717 | n/a | n/a
Area | info@theNBS.com | 2015-06-15T13:44:06 | Submitted | Component | nbl_Door_Int-Sgl-Vsn-Pnl-01-2.0:Internal Door:496916 | 3.0753 | n/a | xBIM | Dimensions | 36717 | n/a | n/a
FailSafeAngle | info@theNBS.com | 2015-06-15T13:44:06 | Submitted | Component | nbl_Door_Int-Sgl-Vsn-Pnl-01-2.0:Internal Door:496916 | 90 | n/a | xBIM | Dimensions | 36717 | n/a | n/a
FrameWidth | info@theNBS.com | 2015-06-15T13:44:06 | Submitted | Component | nbl_Door_Int-Sgl-Vsn-Pnl-01-2.0:Internal Door:496916 | 0.1 | n/a | xBIM | Dimensions | 36717 | n/a | n/a
LeafOffsetToFrame | info@theNBS.com | 2015-06-15T13:44:06 | Submitted | Component | nbl_Door_Int-Sgl-Vsn-Pnl-01-2.0:Internal Door:496916 | 0 | n/a | xBIM | Dimensions | 36717 | n/a | n/a
LeafSwingAngleGraphic | info@theNBS.com | 2015-06-15T13:44:06 | Submitted | Component | nbl_Door_Int-Sgl-Vsn-Pnl-01-2.0:Internal Door:496916 | 90 | n/a | xBIM | Dimensions | 36717 | n/a | n/a
RebateDepth | info@theNBS.com | 2015-06-15T13:44:06 | Submitted | Component | nbl_Door_Int-Sgl-Vsn-Pnl-01-2.0:Internal Door:496916 | 0.046 | n/a | xBIM | Dimensions | 36717 | n/a | n/a
Volume | info@theNBS.com | 2015-06-15T13:44:06 | Submitted | Component | nbl_Door_Int-Sgl-Vsn-Pnl-01-2.0:Internal Door:496916 | 0.093149 | n/a | xBIM | Dimensions | 36717 | n/a | n/a
WallThickness | info@theNBS.com | 2015-06-15T13:44:06 | Submitted | Component | nbl_Door_Int-Sgl-Vsn-Pnl-01-2.0:Internal Door:496916 | 0.1 | n/a | xBIM | Dimensions | 36717 | n/a | n/a
AirTransferGrille | info@theNBS.com | 2015-06-15T13:44:06 | Submitted | Component | nbl_Door_Int-Sgl-Vsn-Pnl-01-2.0:Internal Door:496916 | n/a | n/a | xBIM | Identity Data | 36722 | n/a | n/a
AirTransferGrilleSize | info@theNBS.com | 2015-06-15T13:44:06 | Submitted | Component | nbl_Door_Int-Sgl-Vsn-Pnl-01-2.0:Internal Door:496916 | n/a | n/a | xBIM | Identity Data | 36722 | n/a | n/a
AntiFingerTrapRequirement | info@theNBS.com | 2015-06-15T13:44:06 | Submitted | Component | nbl_Door_Int-Sgl-Vsn-Pnl-01-2.0:Internal Door:496916 | n/a | n/a | xBIM | Identity Data | 36722 | n/a | n/a
BreakOutFacility | info@theNBS.com | 2015-06-15T13:44:06 | Submitted | Component | nbl_Door_Int-Sgl-Vsn-Pnl-01-2.0:Internal Door:496916 | n/a | n/a | xBIM | Identity Data | 36722 | n/a | n/a
ComponentNumber | info@theNBS.com | 2015-06-15T13:44:06 | Submitted | Component | nbl_Door_Int-Sgl-Vsn-Pnl-01-2.0:Internal Door:496916 | n/a | n/a | xBIM | Identity Data | 36722 | n/a | n/a
Decoration | info@theNBS.com | 2015-06-15T13:44:06 | Submitted | Component | nbl_Door_Int-Sgl-Vsn-Pnl-01-2.0:Internal Door:496916 | n/a | n/a | xBIM | Identity Data | 36722 | n/a | n/a
DoorNumber | info@theNBS.com | 2015-06-15T13:44:06 | Submitted | Component | nbl_Door_Int-Sgl-Vsn-Pnl-01-2.0:Internal Door:496916 | n/a | n/a | xBIM | Identity Data | 36722 | n/a | n/a
ElectronicLock | info@theNBS.com | 2015-06-15T13:44:06 | Submitted | Component | nbl_Door_Int-Sgl-Vsn-Pnl-01-2.0:Internal Door:496916 | n/a | n/a | xBIM | Identity Data | 36722 | n/a | n/a
FloorFinish | info@theNBS.com | 2015-06-15T13:44:06 | Submitted | Component | nbl_Door_Int-Sgl-Vsn-Pnl-01-2.0:Internal Door:496916 | n/a | n/a | xBIM | Identity Data | 36722 | n/a | n/a
FrameFinish | info@theNBS.com | 2015-06-15T13:44:06 | Submitted | Component | nbl_Door_Int-Sgl-Vsn-Pnl-01-2.0:Internal Door:496916 | n/a | n/a | xBIM | Identity Data | 36722 | n/a | n/a
FrameMaterial | info@theNBS.com | 2015-06-15T13:44:06 | Submitted | Component | nbl_Door_Int-Sgl-Vsn-Pnl-01-2.0:Internal Door:496916 | n/a | n/a | xBIM | Identity Data | 36722 | n/a | n/a
GlassThickness | info@theNBS.com | 2015-06-15T13:44:06 | Submitted | Component | nbl_Door_Int-Sgl-Vsn-Pnl-01-2.0:Internal Door:496916 | n/a | n/a | xBIM | Identity Data | 36722 | n/a | n/a
GlassType | info@theNBS.com | 2015-06-15T13:44:06 | Submitted | Component | nbl_Door_Int-Sgl-Vsn-Pnl-01-2.0:Internal Door:496916 | n/a | n/a | xBIM | Identity Data | 36722 | n/a | n/a
Handing | info@theNBS.com | 2015-06-15T13:44:06 | Submitted | Component | nbl_Door_Int-Sgl-Vsn-Pnl-01-2.0:Internal Door:496916 | n/a | n/a | xBIM | Identity Data | 36722 | n/a | n/a
HardwareSet | info@theNBS.com | 2015-06-15T13:44:06 | Submitted | Component | nbl_Door_Int-Sgl-Vsn-Pnl-01-2.0:Internal Door:496916 | n/a | n/a | xBIM | Identity Data | 36722 | n/a | n/a
HeadDetail | info@theNBS.com | 2015-06-15T13:44:06 | Submitted | Component | nbl_Door_Int-Sgl-Vsn-Pnl-01-2.0:Internal Door:496916 | n/a | n/a | xBIM | Identity Data | 36722 | n/a | n/a
HoldOpen | info@theNBS.com | 2015-06-15T13:44:06 | Submitted | Component | nbl_Door_Int-Sgl-Vsn-Pnl-01-2.0:Internal Door:496916 | n/a | n/a | xBIM | Identity Data | 36722 | n/a | n/a
JambDetail | info@theNBS.com | 2015-06-15T13:44:06 | Submitted | Component | nbl_Door_Int-Sgl-Vsn-Pnl-01-2.0:Internal Door:496916 | n/a | n/a | xBIM | Identity Data | 36722 | n/a | n/a
KeySuiting | info@theNBS.com | 2015-06-15T13:44:06 | Submitted | Component | nbl_Door_Int-Sgl-Vsn-Pnl-01-2.0:Internal Door:496916 | n/a | n/a | xBIM | Identity Data | 36722 | n/a | n/a
LeafEdgings | info@theNBS.com | 2015-06-15T13:44:06 | Submitted | Component | nbl_Door_Int-Sgl-Vsn-Pnl-01-2.0:Internal Door:496916 | n/a | n/a | xBIM | Identity Data | 36722 | n/a | n/a
LeafFacing | info@theNBS.com | 2015-06-15T13:44:06 | Submitted | Component | nbl_Door_Int-Sgl-Vsn-Pnl-01-2.0:Internal Door:496916 | n/a | n/a | xBIM | Identity Data | 36722 | n/a | n/a
LeafSwing | info@theNBS.com | 2015-06-15T13:44:06 | Submitted | Component | nbl_Door_Int-Sgl-Vsn-Pnl-01-2.0:Internal Door:496916 | n/a | n/a | xBIM | Identity Data | 36722 | n/a | n/a
OpeningMechanism | info@theNBS.com | 2015-06-15T13:44:06 | Submitted | Component | nbl_Door_Int-Sgl-Vsn-Pnl-01-2.0:Internal Door:496916 | n/a | n/a | xBIM | Identity Data | 36722 | n/a | n/a
PoweredOperation | info@theNBS.com | 2015-06-15T13:44:06 | Submitted | Component | nbl_Door_Int-Sgl-Vsn-Pnl-01-2.0:Internal Door:496916 | n/a | n/a | xBIM | Identity Data | 36722 | n/a | n/a
SecurityRating.Identity Data | info@theNBS.com | 2015-06-15T13:44:06 | Submitted | Component | nbl_Door_Int-Sgl-Vsn-Pnl-01-2.0:Internal Door:496916 | n/a | n/a | xBIM | Identity Data | 36722 | n/a | n/a
SignageFire | info@theNBS.com | 2015-06-15T13:44:06 | Submitted | Component | nbl_Door_Int-Sgl-Vsn-Pnl-01-2.0:Internal Door:496916 | n/a | n/a | xBIM | Identity Data | 36722 | n/a | n/a
SignageWayfinding | info@theNBS.com | 2015-06-15T13:44:06 | Submitted | Component | nbl_Door_Int-Sgl-Vsn-Pnl-01-2.0:Internal Door:496916 | n/a | n/a | xBIM | Identity Data | 36722 | n/a | n/a
Mark | info@theNBS.com | 2015-06-15T13:44:06 | Submitted | Component | nbl_Door_Int-Sgl-Vsn-Pnl-01-2.0:Internal Door:496916 | Z | n/a | xBIM | Identity Data | 36722 | n/a | n/a
AssetIdentifier | info@theNBS.com | 2015-06-15T13:44:06 | Submitted | Component | nbl_Door_Int-Sgl-Vsn-Pnl-01-2.0:Internal Door:496916 | n/a | n/a | xBIM | Other | 36727 | n/a | n/a
BarCode | info@theNBS.com | 2015-06-15T13:44:06 | Submitted | Component | nbl_Door_Int-Sgl-Vsn-Pnl-01-2.0:Internal Door:496916 | n/a | n/a | xBIM | Other | 36727 | n/a | n/a
Category | info@theNBS.com | 2015-06-15T13:44:06 | Submitted | Component | nbl_Door_Int-Sgl-Vsn-Pnl-01-2.0:Internal Door:496916 | Doors | n/a | xBIM | Other | 36727 | n/a | n/a
InstallationDate | info@theNBS.com | 2015-06-15T13:44:06 | Submitted | Component | nbl_Door_Int-Sgl-Vsn-Pnl-01-2.0:Internal Door:496916 | n/a | n/a | xBIM | Other | 36727 | n/a | n/a
SerialNumber | info@theNBS.com | 2015-06-15T13:44:06 | Submitted | Component | nbl_Door_Int-Sgl-Vsn-Pnl-01-2.0:Internal Door:496916 | n/a | n/a | xBIM | Other | 36727 | n/a | n/a
TagNumber | info@theNBS.com | 2015-06-15T13:44:06 | Submitted | Component | nbl_Door_Int-Sgl-Vsn-Pnl-01-2.0:Internal Door:496916 | n/a | n/a | xBIM | Other | 36727 | n/a | n/a
WarrantyStartDate | info@theNBS.com | 2015-06-15T13:44:06 | Submitted | Component | nbl_Door_Int-Sgl-Vsn-Pnl-01-2.0:Internal Door:496916 | n/a | n/a | xBIM | Other | 36727 | n/a | n/a
Family | info@theNBS.com | 2015-06-15T13:44:06 | Submitted | Component | nbl_Door_Int-Sgl-Vsn-Pnl-01-2.0:Internal Door:496916 | nbl_Door_Int-Sgl-Vsn-Pnl-01-2.0: Internal Door | n/a | xBIM | Other | 36727 | n/a | n/a
Family and Type | info@theNBS.com | 2015-06-15T13:44:06 | Submitted | Component | nbl_Door_Int-Sgl-Vsn-Pnl-01-2.0:Internal Door:496916 | nbl_Door_Int-Sgl-Vsn-Pnl-01-2.0: Internal Door | n/a | xBIM | Other | 36727 | n/a | n/a
Head Height | info@theNBS.com | 2015-06-15T13:44:06 | Submitted | Component | nbl_Door_Int-Sgl-Vsn-Pnl-01-2.0:Internal Door:496916 | 2.1 | n/a | xBIM | Other | 36727 | n/a | n/a
Host Id | info@theNBS.com | 2015-06-15T13:44:06 | Submitted | Component | nbl_Door_Int-Sgl-Vsn-Pnl-01-2.0:Internal Door:496916 | Basic Wall: Internal Partition | n/a | xBIM | Other | 36727 | n/a | n/a
Type | info@theNBS.com | 2015-06-15T13:44:06 | Submitted | Component | nbl_Door_Int-Sgl-Vsn-Pnl-01-2.0:Internal Door:496916 | nbl_Door_Int-Sgl-Vsn-Pnl-01-2.0: Internal Door | n/a | xBIM | Other | 36727 | n/a | n/a
Type Id | info@theNBS.com | 2015-06-15T13:44:06 | Submitted | Component | nbl_Door_Int-Sgl-Vsn-Pnl-01-2.0:Internal Door:496916 | nbl_Door_Int-Sgl-Vsn-Pnl-01-2.0: Internal Door | n/a | xBIM | Other | 36727 | n/a | n/a
Phase Created | info@theNBS.com | 2015-06-15T13:44:06 | Submitted | Component | nbl_Door_Int-Sgl-Vsn-Pnl-01-2.0:Internal Door:496916 | New Construction | n/a | xBIM | Phasing | 36732 | n/a | n/a
IsExternal | info@theNBS.com | 2015-06-15T13:44:06 | Submitted | Component | nbl_Door_Int-Sgl-Vsn-Pnl-01-2.0:Internal Door:502213 | n/a | n/a | xBIM | Pset_DoorCommon | 38834 | n/a | n/a
FireRating | info@theNBS.com | 2015-06-15T13:44:06 | Submitted | Component | nbl_Door_Int-Sgl-Vsn-Pnl-01-2.0:Internal Door:502213 | n/a | n/a | xBIM | Pset_DoorCommon | 38834 | n/a | n/a
ThermalTransmittance | info@theNBS.com | 2015-06-15T13:44:06 | Submitted | Component | nbl_Door_Int-Sgl-Vsn-Pnl-01-2.0:Internal Door:502213 | 0 | n/a | xBIM | Pset_DoorCommon | 38834 | n/a | n/a
AcousticRating | info@theNBS.com | 2015-06-15T13:44:06 | Submitted | Component | nbl_Door_Int-Sgl-Vsn-Pnl-01-2.0:Internal Door:502213 | n/a | n/a | xBIM | Pset_DoorCommon | 38834 | n/a | n/a
SecurityRating.Pset_DoorCommon | info@theNBS.com | 2015-06-15T13:44:06 | Submitted | Component | nbl_Door_Int-Sgl-Vsn-Pnl-01-2.0:Internal Door:502213 | n/a | n/a | xBIM | Pset_DoorCommon | 38834 | n/a | n/a
SelfClosing | info@theNBS.com | 2015-06-15T13:44:06 | Submitted | Component | nbl_Door_Int-Sgl-Vsn-Pnl-01-2.0:Internal Door:502213 | n/a | n/a | xBIM | Pset_DoorCommon | 38834 | n/a | n/a
Reference | info@theNBS.com | 2015-06-15T13:44:06 | Submitted | Component | nbl_Door_Int-Sgl-Vsn-Pnl-01-2.0:Internal Door:502213 | IS02 | n/a | xBIM | Pset_DoorCommon | 38834 | n/a | n/a
ProductionYear | info@theNBS.com | 2015-06-15T13:44:06 | Submitted | Component | nbl_Door_Int-Sgl-Vsn-Pnl-01-2.0:Internal Door:502213 | n/a | n/a | xBIM | Pset_ManufacturerTypeInformation | 38836 | n/a | n/a
Sill Height | info@theNBS.com | 2015-06-15T13:44:06 | Submitted | Component | nbl_Door_Int-Sgl-Vsn-Pnl-01-2.0:Internal Door:502213 | 0 | n/a | xBIM | Constraints | 38870 | n/a | n/a
Level | info@theNBS.com | 2015-06-15T13:44:06 | Submitted | Component | nbl_Door_Int-Sgl-Vsn-Pnl-01-2.0:Internal Door:502213 | Level: 01 - Ground Floor | n/a | xBIM | Constraints | 38870 | n/a | n/a
ArchitraveBackRequired | info@theNBS.com | 2015-06-15T13:44:06 | Submitted | Component | nbl_Door_Int-Sgl-Vsn-Pnl-01-2.0:Internal Door:502213 | TRUE | n/a | xBIM | Construction | 38875 | n/a | n/a
ArchitraveFrontRequired | info@theNBS.com | 2015-06-15T13:44:06 | Submitted | Component | nbl_Door_Int-Sgl-Vsn-Pnl-01-2.0:Internal Door:502213 | TRUE | n/a | xBIM | Construction | 38875 | n/a | n/a
DoubleAction | info@theNBS.com | 2015-06-15T13:44:06 | Submitted | Component | nbl_Door_Int-Sgl-Vsn-Pnl-01-2.0:Internal Door:502213 | n/a | n/a | xBIM | Construction | 38875 | n/a | n/a
ExtensionLining | info@theNBS.com | 2015-06-15T13:44:06 | Submitted | Component | nbl_Door_Int-Sgl-Vsn-Pnl-01-2.0:Internal Door:502213 | n/a | n/a | xBIM | Construction | 38875 | n/a | n/a
SingleAction | info@theNBS.com | 2015-06-15T13:44:06 | Submitted | Component | nbl_Door_Int-Sgl-Vsn-Pnl-01-2.0:Internal Door:502213 | TRUE | n/a | xBIM | Construction | 38875 | n/a | n/a
FailSafeAngle | info@theNBS.com | 2015-06-15T13:44:06 | Submitted | Component | nbl_Door_Int-Sgl-Vsn-Pnl-01-2.0:Internal Door:502213 | 90 | n/a | xBIM | Dimensions | 38880 | n/a | n/a
LeafOffsetToFrame | info@theNBS.com | 2015-06-15T13:44:06 | Submitted | Component | nbl_Door_Int-Sgl-Vsn-Pnl-01-2.0:Internal Door:502213 | 0 | n/a | xBIM | Dimensions | 38880 | n/a | n/a
LeafSwingAngleGraphic | info@theNBS.com | 2015-06-15T13:44:06 | Submitted | Component | nbl_Door_Int-Sgl-Vsn-Pnl-01-2.0:Internal Door:502213 | 90 | n/a | xBIM | Dimensions | 38880 | n/a | n/a
ArchitraveSetbackFromFrameFace | info@theNBS.com | 2015-06-15T13:44:06 | Submitted | Component | nbl_Door_Int-Sgl-Vsn-Pnl-01-2.0:Internal Door:502213 | 0.015 | n/a | xBIM | Dimensions | 38880 | n/a | n/a
ArchitraveThickness | info@theNBS.com | 2015-06-15T13:44:06 | Submitted | Component | nbl_Door_Int-Sgl-Vsn-Pnl-01-2.0:Internal Door:502213 | 0.045 | n/a | xBIM | Dimensions | 38880 | n/a | n/a
ArchitraveWidth | info@theNBS.com | 2015-06-15T13:44:06 | Submitted | Component | nbl_Door_Int-Sgl-Vsn-Pnl-01-2.0:Internal Door:502213 | 0.014 | n/a | xBIM | Dimensions | 38880 | n/a | n/a
Area | info@theNBS.com | 2015-06-15T13:44:06 | Submitted | Component | nbl_Door_Int-Sgl-Vsn-Pnl-01-2.0:Internal Door:502213 | 3.0753 | n/a | xBIM | Dimensions | 38880 | n/a | n/a
FrameWidth | info@theNBS.com | 2015-06-15T13:44:06 | Submitted | Component | nbl_Door_Int-Sgl-Vsn-Pnl-01-2.0:Internal Door:502213 | 0.1 | n/a | xBIM | Dimensions | 38880 | n/a | n/a
RebateDepth | info@theNBS.com | 2015-06-15T13:44:06 | Submitted | Component | nbl_Door_Int-Sgl-Vsn-Pnl-01-2.0:Internal Door:502213 | 0.046 | n/a | xBIM | Dimensions | 38880 | n/a | n/a
Volume | info@theNBS.com | 2015-06-15T13:44:06 | Submitted | Component | nbl_Door_Int-Sgl-Vsn-Pnl-01-2.0:Internal Door:502213 | 0.093149 | n/a | xBIM | Dimensions | 38880 | n/a | n/a
WallThickness | info@theNBS.com | 2015-06-15T13:44:06 | Submitted | Component | nbl_Door_Int-Sgl-Vsn-Pnl-01-2.0:Internal Door:502213 | 0.1 | n/a | xBIM | Dimensions | 38880 | n/a | n/a
AirTransferGrille | info@theNBS.com | 2015-06-15T13:44:06 | Submitted | Component | nbl_Door_Int-Sgl-Vsn-Pnl-01-2.0:Internal Door:502213 | n/a | n/a | xBIM | Identity Data | 38885 | n/a | n/a
AirTransferGrilleSize | info@theNBS.com | 2015-06-15T13:44:06 | Submitted | Component | nbl_Door_Int-Sgl-Vsn-Pnl-01-2.0:Internal Door:502213 | n/a | n/a | xBIM | Identity Data | 38885 | n/a | n/a
AntiFingerTrapRequirement | info@theNBS.com | 2015-06-15T13:44:06 | Submitted | Component | nbl_Door_Int-Sgl-Vsn-Pnl-01-2.0:Internal Door:502213 | n/a | n/a | xBIM | Identity Data | 38885 | n/a | n/a
BreakOutFacility | info@theNBS.com | 2015-06-15T13:44:06 | Submitted | Component | nbl_Door_Int-Sgl-Vsn-Pnl-01-2.0:Internal Door:502213 | n/a | n/a | xBIM | Identity Data | 38885 | n/a | n/a
ComponentNumber | info@theNBS.com | 2015-06-15T13:44:06 | Submitted | Component | nbl_Door_Int-Sgl-Vsn-Pnl-01-2.0:Internal Door:502213 | n/a | n/a | xBIM | Identity Data | 38885 | n/a | n/a
Decoration | info@theNBS.com | 2015-06-15T13:44:06 | Submitted | Component | nbl_Door_Int-Sgl-Vsn-Pnl-01-2.0:Internal Door:502213 | n/a | n/a | xBIM | Identity Data | 38885 | n/a | n/a
DoorNumber | info@theNBS.com | 2015-06-15T13:44:06 | Submitted | Component | nbl_Door_Int-Sgl-Vsn-Pnl-01-2.0:Internal Door:502213 | n/a | n/a | xBIM | Identity Data | 38885 | n/a | n/a
ElectronicLock | info@theNBS.com | 2015-06-15T13:44:06 | Submitted | Component | nbl_Door_Int-Sgl-Vsn-Pnl-01-2.0:Internal Door:502213 | n/a | n/a | xBIM | Identity Data | 38885 | n/a | n/a
FloorFinish | info@theNBS.com | 2015-06-15T13:44:06 | Submitted | Component | nbl_Door_Int-Sgl-Vsn-Pnl-01-2.0:Internal Door:502213 | n/a | n/a | xBIM | Identity Data | 38885 | n/a | n/a
FrameFinish | info@theNBS.com | 2015-06-15T13:44:06 | Submitted | Component | nbl_Door_Int-Sgl-Vsn-Pnl-01-2.0:Internal Door:502213 | n/a | n/a | xBIM | Identity Data | 38885 | n/a | n/a
FrameMaterial | info@theNBS.com | 2015-06-15T13:44:06 | Submitted | Component | nbl_Door_Int-Sgl-Vsn-Pnl-01-2.0:Internal Door:502213 | n/a | n/a | xBIM | Identity Data | 38885 | n/a | n/a
GlassThickness | info@theNBS.com | 2015-06-15T13:44:06 | Submitted | Component | nbl_Door_Int-Sgl-Vsn-Pnl-01-2.0:Internal Door:502213 | n/a | n/a | xBIM | Identity Data | 38885 | n/a | n/a
GlassType | info@theNBS.com | 2015-06-15T13:44:06 | Submitted | Component | nbl_Door_Int-Sgl-Vsn-Pnl-01-2.0:Internal Door:502213 | n/a | n/a | xBIM | Identity Data | 38885 | n/a | n/a
Handing | info@theNBS.com | 2015-06-15T13:44:06 | Submitted | Component | nbl_Door_Int-Sgl-Vsn-Pnl-01-2.0:Internal Door:502213 | n/a | n/a | xBIM | Identity Data | 38885 | n/a | n/a
HardwareSet | info@theNBS.com | 2015-06-15T13:44:06 | Submitted | Component | nbl_Door_Int-Sgl-Vsn-Pnl-01-2.0:Internal Door:502213 | n/a | n/a | xBIM | Identity Data | 38885 | n/a | n/a
HeadDetail | info@theNBS.com | 2015-06-15T13:44:06 | Submitted | Component | nbl_Door_Int-Sgl-Vsn-Pnl-01-2.0:Internal Door:502213 | n/a | n/a | xBIM | Identity Data | 38885 | n/a | n/a
HoldOpen | info@theNBS.com | 2015-06-15T13:44:06 | Submitted | Component | nbl_Door_Int-Sgl-Vsn-Pnl-01-2.0:Internal Door:502213 | n/a | n/a | xBIM | Identity Data | 38885 | n/a | n/a
JambDetail | info@theNBS.com | 2015-06-15T13:44:06 | Submitted | Component | nbl_Door_Int-Sgl-Vsn-Pnl-01-2.0:Internal Door:502213 | n/a | n/a | xBIM | Identity Data | 38885 | n/a | n/a
KeySuiting | info@theNBS.com | 2015-06-15T13:44:06 | Submitted | Component | nbl_Door_Int-Sgl-Vsn-Pnl-01-2.0:Internal Door:502213 | n/a | n/a | xBIM | Identity Data | 38885 | n/a | n/a
LeafEdgings | info@theNBS.com | 2015-06-15T13:44:06 | Submitted | Component | nbl_Door_Int-Sgl-Vsn-Pnl-01-2.0:Internal Door:502213 | n/a | n/a | xBIM | Identity Data | 38885 | n/a | n/a
LeafFacing | info@theNBS.com | 2015-06-15T13:44:06 | Submitted | Component | nbl_Door_Int-Sgl-Vsn-Pnl-01-2.0:Internal Door:502213 | n/a | n/a | xBIM | Identity Data | 38885 | n/a | n/a
LeafSwing | info@theNBS.com | 2015-06-15T13:44:06 | Submitted | Component | nbl_Door_Int-Sgl-Vsn-Pnl-01-2.0:Internal Door:502213 | n/a | n/a | xBIM | Identity Data | 38885 | n/a | n/a
OpeningMechanism | info@theNBS.com | 2015-06-15T13:44:06 | Submitted | Component | nbl_Door_Int-Sgl-Vsn-Pnl-01-2.0:Internal Door:502213 | n/a | n/a | xBIM | Identity Data | 38885 | n/a | n/a
PoweredOperation | info@theNBS.com | 2015-06-15T13:44:06 | Submitted | Component | nbl_Door_Int-Sgl-Vsn-Pnl-01-2.0:Internal Door:502213 | n/a | n/a | xBIM | Identity Data | 38885 | n/a | n/a
SecurityRating.Identity Data | info@theNBS.com | 2015-06-15T13:44:06 | Submitted | Component | nbl_Door_Int-Sgl-Vsn-Pnl-01-2.0:Internal Door:502213 | n/a | n/a | xBIM | Identity Data | 38885 | n/a | n/a
SignageFire | info@theNBS.com | 2015-06-15T13:44:06 | Submitted | Component | nbl_Door_Int-Sgl-Vsn-Pnl-01-2.0:Internal Door:502213 | n/a | n/a | xBIM | Identity Data | 38885 | n/a | n/a
SignageWayfinding | info@theNBS.com | 2015-06-15T13:44:06 | Submitted | Component | nbl_Door_Int-Sgl-Vsn-Pnl-01-2.0:Internal Door:502213 | n/a | n/a | xBIM | Identity Data | 38885 | n/a | n/a
Mark | info@theNBS.com | 2015-06-15T13:44:06 | Submitted | Component | nbl_Door_Int-Sgl-Vsn-Pnl-01-2.0:Internal Door:502213 | AA | n/a | xBIM | Identity Data | 38885 | n/a | n/a
AssetIdentifier | info@theNBS.com | 2015-06-15T13:44:06 | Submitted | Component | nbl_Door_Int-Sgl-Vsn-Pnl-01-2.0:Internal Door:502213 | n/a | n/a | xBIM | Other | 38890 | n/a | n/a
BarCode | info@theNBS.com | 2015-06-15T13:44:06 | Submitted | Component | nbl_Door_Int-Sgl-Vsn-Pnl-01-2.0:Internal Door:502213 | n/a | n/a | xBIM | Other | 38890 | n/a | n/a
Category | info@theNBS.com | 2015-06-15T13:44:06 | Submitted | Component | nbl_Door_Int-Sgl-Vsn-Pnl-01-2.0:Internal Door:502213 | Doors | n/a | xBIM | Other | 38890 | n/a | n/a
InstallationDate | info@theNBS.com | 2015-06-15T13:44:06 | Submitted | Component | nbl_Door_Int-Sgl-Vsn-Pnl-01-2.0:Internal Door:502213 | n/a | n/a | xBIM | Other | 38890 | n/a | n/a
SerialNumber | info@theNBS.com | 2015-06-15T13:44:06 | Submitted | Component | nbl_Door_Int-Sgl-Vsn-Pnl-01-2.0:Internal Door:502213 | n/a | n/a | xBIM | Other | 38890 | n/a | n/a
TagNumber | info@theNBS.com | 2015-06-15T13:44:06 | Submitted | Component | nbl_Door_Int-Sgl-Vsn-Pnl-01-2.0:Internal Door:502213 | n/a | n/a | xBIM | Other | 38890 | n/a | n/a
WarrantyStartDate | info@theNBS.com | 2015-06-15T13:44:06 | Submitted | Component | nbl_Door_Int-Sgl-Vsn-Pnl-01-2.0:Internal Door:502213 | n/a | n/a | xBIM | Other | 38890 | n/a | n/a
Family | info@theNBS.com | 2015-06-15T13:44:06 | Submitted | Component | nbl_Door_Int-Sgl-Vsn-Pnl-01-2.0:Internal Door:502213 | nbl_Door_Int-Sgl-Vsn-Pnl-01-2.0: Internal Door | n/a | xBIM | Other | 38890 | n/a | n/a
Family and Type | info@theNBS.com | 2015-06-15T13:44:06 | Submitted | Component | nbl_Door_Int-Sgl-Vsn-Pnl-01-2.0:Internal Door:502213 | nbl_Door_Int-Sgl-Vsn-Pnl-01-2.0: Internal Door | n/a | xBIM | Other | 38890 | n/a | n/a
Host Id | info@theNBS.com | 2015-06-15T13:44:06 | Submitted | Component | nbl_Door_Int-Sgl-Vsn-Pnl-01-2.0:Internal Door:502213 | Basic Wall: Internal Partition | n/a | xBIM | Other | 38890 | n/a | n/a
Type | info@theNBS.com | 2015-06-15T13:44:06 | Submitted | Component | nbl_Door_Int-Sgl-Vsn-Pnl-01-2.0:Internal Door:502213 | nbl_Door_Int-Sgl-Vsn-Pnl-01-2.0: Internal Door | n/a | xBIM | Other | 38890 | n/a | n/a
Type Id | info@theNBS.com | 2015-06-15T13:44:06 | Submitted | Component | nbl_Door_Int-Sgl-Vsn-Pnl-01-2.0:Internal Door:502213 | nbl_Door_Int-Sgl-Vsn-Pnl-01-2.0: Internal Door | n/a | xBIM | Other | 38890 | n/a | n/a
Head Height | info@theNBS.com | 2015-06-15T13:44:06 | Submitted | Component | nbl_Door_Int-Sgl-Vsn-Pnl-01-2.0:Internal Door:502213 | 2.1 | n/a | xBIM | Other | 38890 | n/a | n/a
Phase Created | info@theNBS.com | 2015-06-15T13:44:06 | Submitted | Component | nbl_Door_Int-Sgl-Vsn-Pnl-01-2.0:Internal Door:502213 | New Construction | n/a | xBIM | Phasing | 38895 | n/a | n/a
IsExternal | info@theNBS.com | 2015-06-15T13:44:06 | Submitted | Component | Basic Roof:Generic flat roof:496845 | TRUE | n/a | xBIM | Pset_RoofCommon | 1539 | n/a | n/a
Reference | info@theNBS.com | 2015-06-15T13:44:06 | Submitted | Component | Basic Roof:Generic flat roof:496845 | Generic flat roof | n/a | xBIM | Pset_RoofCommon | 1539 | n/a | n/a
TotalArea | info@theNBS.com | 2015-06-15T13:44:06 | Submitted | Component | Basic Roof:Generic flat roof:496845 | 102.8639 | n/a | xBIM | Pset_RoofCommon | 1539 | n/a | n/a
ProjectedArea | info@theNBS.com | 2015-06-15T13:44:06 | Submitted | Component | Basic Roof:Generic flat roof:496845 | 102.8639 | n/a | xBIM | Pset_RoofCommon | 1539 | n/a | n/a
Related to Mass | info@theNBS.com | 2015-06-15T13:44:06 | Submitted | Component | Basic Roof:Generic flat roof:496845 | n/a | n/a | xBIM | Constraints | 1586 | n/a | n/a
Room Bounding | info@theNBS.com | 2015-06-15T13:44:06 | Submitted | Component | Basic Roof:Generic flat roof:496845 | TRUE | n/a | xBIM | Constraints | 1586 | n/a | n/a
Base Level | info@theNBS.com | 2015-06-15T13:44:06 | Submitted | Component | Basic Roof:Generic flat roof:496845 | Level: 02 - Roof | n/a | xBIM | Constraints | 1586 | n/a | n/a
Base Offset From Level | info@theNBS.com | 2015-06-15T13:44:06 | Submitted | Component | Basic Roof:Generic flat roof:496845 | 0 | n/a | xBIM | Constraints | 1586 | n/a | n/a
Cutoff Offset | info@theNBS.com | 2015-06-15T13:44:06 | Submitted | Component | Basic Roof:Generic flat roof:496845 | 0 | n/a | xBIM | Constraints | 1586 | n/a | n/a
Fascia Depth | info@theNBS.com | 2015-06-15T13:44:06 | Submitted | Component | Basic Roof:Generic flat roof:496845 | 0 | n/a | xBIM | Construction | 1591 | n/a | n/a
Maximum Ridge Height | info@theNBS.com | 2015-06-15T13:44:06 | Submitted | Component | Basic Roof:Generic flat roof:496845 | 3.3665 | n/a | xBIM | Construction | 1591 | n/a | n/a
Rafter Cut | info@theNBS.com | 2015-06-15T13:44:06 | Submitted | Component | Basic Roof:Generic flat roof:496845 | Plumb Cut | n/a | xBIM | Construction | 1591 | n/a | n/a
Area | info@theNBS.com | 2015-06-15T13:44:06 | Submitted | Component | Basic Roof:Generic flat roof:496845 | 102.8639 | n/a | xBIM | Dimensions | 1596 | n/a | n/a
Thickness | info@theNBS.com | 2015-06-15T13:44:06 | Submitted | Component | Basic Roof:Generic flat roof:496845 | 0.3665 | n/a | xBIM | Dimensions | 1596 | n/a | n/a
Volume | info@theNBS.com | 2015-06-15T13:44:06 | Submitted | Component | Basic Roof:Generic flat roof:496845 | 37.6996 | n/a | xBIM | Dimensions | 1596 | n/a | n/a
Category | info@theNBS.com | 2015-06-15T13:44:06 | Submitted | Component | Basic Roof:Generic flat roof:496845 | Roofs | n/a | xBIM | Other | 1601 | n/a | n/a
Family | info@theNBS.com | 2015-06-15T13:44:06 | Submitted | Component | Basic Roof:Generic flat roof:496845 | Basic Roof: Generic flat roof | n/a | xBIM | Other | 1601 | n/a | n/a
Family and Type | info@theNBS.com | 2015-06-15T13:44:06 | Submitted | Component | Basic Roof:Generic flat roof:496845 | Basic Roof: Generic flat roof | n/a | xBIM | Other | 1601 | n/a | n/a
Type | info@theNBS.com | 2015-06-15T13:44:06 | Submitted | Component | Basic Roof:Generic flat roof:496845 | Basic Roof: Generic flat roof | n/a | xBIM | Other | 1601 | n/a | n/a
Type Id | info@theNBS.com | 2015-06-15T13:44:06 | Submitted | Component | Basic Roof:Generic flat roof:496845 | Basic Roof: Generic flat roof | n/a | xBIM | Other | 1601 | n/a | n/a
Phase Created | info@theNBS.com | 2015-06-15T13:44:06 | Submitted | Component | Basic Roof:Generic flat roof:496845 | New Construction | n/a | xBIM | Phasing | 1606 | n/a | n/a
Roughness | info@theNBS.com | 2015-06-15T13:44:06 | Submitted | Component | Basic Roof:Generic flat roof:496845 | 1 | n/a | xBIM | Analytical Properties | 1611 | n/a | n/a
Absorptance | info@theNBS.com | 2015-06-15T13:44:06 | Submitted | Component | Basic Roof:Generic flat roof:496845 | 0.1 | n/a | xBIM | Analytical Properties | 1611 | n/a | n/a
Coarse Scale Fill Color | info@theNBS.com | 2015-06-15T13:44:06 | Submitted | Component | Basic Roof:Generic flat roof:496845 | 0 | n/a | xBIM | Graphics | 1615 | n/a | n/a
Assembly Code | info@theNBS.com | 2015-06-15T13:44:06 | Submitted | Component | Basic Roof:Generic flat roof:496845 | n/a | n/a | xBIM | Identity Data | 1617 | n/a | n/a
Assembly Description | info@theNBS.com | 2015-06-15T13:44:06 | Submitted | Component | Basic Roof:Generic flat roof:496845 | n/a | n/a | xBIM | Identity Data | 1617 | n/a | n/a
Type Name | info@theNBS.com | 2015-06-15T13:44:06 | Submitted | Component | Basic Roof:Generic flat roof:496845 | Generic flat roof | n/a | xBIM | Identity Data | 1617 | n/a | n/a
IsExternal | info@theNBS.com | 2015-06-15T13:44:06 | Submitted | Component | Floor:Generic Concrete Floor:496736 | n/a | n/a | xBIM | Pset_SlabCommon | 1214 | n/a | n/a
Reference | info@theNBS.com | 2015-06-15T13:44:06 | Submitted | Component | Floor:Generic Concrete Floor:496736 | Generic Concrete Floor | n/a | xBIM | Pset_SlabCommon | 1214 | n/a | n/a
LoadBearing | info@theNBS.com | 2015-06-15T13:44:06 | Submitted | Component | Floor:Generic Concrete Floor:496736 | TRUE | n/a | xBIM | Pset_SlabCommon | 1214 | n/a | n/a
PitchAngle | info@theNBS.com | 2015-06-15T13:44:06 | Submitted | Component | Floor:Generic Concrete Floor:496736 | 0 | n/a | xBIM | Pset_SlabCommon | 1214 | n/a | n/a
Related to Mass | info@theNBS.com | 2015-06-15T13:44:06 | Submitted | Component | Floor:Generic Concrete Floor:496736 | n/a | n/a | xBIM | Constraints | 1259 | n/a | n/a
Room Bounding | info@theNBS.com | 2015-06-15T13:44:06 | Submitted | Component | Floor:Generic Concrete Floor:496736 | TRUE | n/a | xBIM | Constraints | 1259 | n/a | n/a
Height Offset From Level | info@theNBS.com | 2015-06-15T13:44:06 | Submitted | Component | Floor:Generic Concrete Floor:496736 | 0.01 | n/a | xBIM | Constraints | 1259 | n/a | n/a
Level | info@theNBS.com | 2015-06-15T13:44:06 | Submitted | Component | Floor:Generic Concrete Floor:496736 | Level: 01 - Ground Floor | n/a | xBIM | Constraints | 1259 | n/a | n/a
Area | info@theNBS.com | 2015-06-15T13:44:06 | Submitted | Component | Floor:Generic Concrete Floor:496736 | 102.8639 | n/a | xBIM | Dimensions | 1264 | n/a | n/a
Perimeter | info@theNBS.com | 2015-06-15T13:44:06 | Submitted | Component | Floor:Generic Concrete Floor:496736 | 41.35 | n/a | xBIM | Dimensions | 1264 | n/a | n/a
Thickness | info@theNBS.com | 2015-06-15T13:44:06 | Submitted | Component | Floor:Generic Concrete Floor:496736 | 0.362 | n/a | xBIM | Dimensions | 1264 | n/a | n/a
Volume | info@theNBS.com | 2015-06-15T13:44:06 | Submitted | Component | Floor:Generic Concrete Floor:496736 | 37.2367 | n/a | xBIM | Dimensions | 1264 | n/a | n/a
Category | info@theNBS.com | 2015-06-15T13:44:06 | Submitted | Component | Floor:Generic Concrete Floor:496736 | Floors | n/a | xBIM | Other | 1269 | n/a | n/a
Family | info@theNBS.com | 2015-06-15T13:44:06 | Submitted | Component | Floor:Generic Concrete Floor:496736 | Floor: Generic Concrete Floor | n/a | xBIM | Other | 1269 | n/a | n/a
Family and Type | info@theNBS.com | 2015-06-15T13:44:06 | Submitted | Component | Floor:Generic Concrete Floor:496736 | Floor: Generic Concrete Floor | n/a | xBIM | Other | 1269 | n/a | n/a
Type | info@theNBS.com | 2015-06-15T13:44:06 | Submitted | Component | Floor:Generic Concrete Floor:496736 | Floor: Generic Concrete Floor | n/a | xBIM | Other | 1269 | n/a | n/a
Type Id | info@theNBS.com | 2015-06-15T13:44:06 | Submitted | Component | Floor:Generic Concrete Floor:496736 | Floor: Generic Concrete Floor | n/a | xBIM | Other | 1269 | n/a | n/a
Phase Created | info@theNBS.com | 2015-06-15T13:44:06 | Submitted | Component | Floor:Generic Concrete Floor:496736 | New Construction | n/a | xBIM | Phasing | 1274 | n/a | n/a
Enable Analytical Model | info@theNBS.com | 2015-06-15T13:44:06 | Submitted | Component | Floor:Generic Concrete Floor:496736 | n/a | n/a | xBIM | Structural | 1279 | n/a | n/a
Structural | info@theNBS.com | 2015-06-15T13:44:06 | Submitted | Component | Floor:Generic Concrete Floor:496736 | n/a | n/a | xBIM | Structural | 1279 | n/a | n/a
Roughness | info@theNBS.com | 2015-06-15T13:44:06 | Submitted | Component | Floor:Generic Concrete Floor:496736 | 1 | n/a | xBIM | Analytical Properties | 1284 | n/a | n/a
Absorptance | info@theNBS.com | 2015-06-15T13:44:06 | Submitted | Component | Floor:Generic Concrete Floor:496736 | 0.1 | n/a | xBIM | Analytical Properties | 1284 | n/a | n/a
Function | info@theNBS.com | 2015-06-15T13:44:06 | Submitted | Component | Floor:Generic Concrete Floor:496736 | Interior | n/a | xBIM | Construction | 1286 | n/a | n/a
Default Thickness | info@theNBS.com | 2015-06-15T13:44:06 | Submitted | Component | Floor:Generic Concrete Floor:496736 | 0.362 | n/a | xBIM | Construction | 1286 | n/a | n/a
Coarse Scale Fill Pattern | info@theNBS.com | 2015-06-15T13:44:06 | Submitted | Component | Floor:Generic Concrete Floor:496736 | Solid fill | n/a | xBIM | Graphics | 1288 | n/a | n/a
Coarse Scale Fill Color | info@theNBS.com | 2015-06-15T13:44:06 | Submitted | Component | Floor:Generic Concrete Floor:496736 | 0 | n/a | xBIM | Graphics | 1288 | n/a | n/a
Assembly Code | info@theNBS.com | 2015-06-15T13:44:06 | Submitted | Component | Floor:Generic Concrete Floor:496736 | n/a | n/a | xBIM | Identity Data | 1290 | n/a | n/a
Assembly Description | info@theNBS.com | 2015-06-15T13:44:06 | Submitted | Component | Floor:Generic Concrete Floor:496736 | n/a | n/a | xBIM | Identity Data | 1290 | n/a | n/a
Description | info@theNBS.com | 2015-06-15T13:44:06 | Submitted | Component | Floor:Generic Concrete Floor:496736 | In-situ Concrete Particleboard Membrane Polyethylene Damp Proofing Blinded Aggregate Sub-base | n/a | xBIM | Identity Data | 1290 | n/a | n/a
Help | info@theNBS.com | 2015-06-15T13:44:06 | Submitted | Component | Floor:Generic Concrete Floor:496736 | http://www.nationalbimlibrary.com | n/a | xBIM | Identity Data | 1290 | n/a | n/a
NBSDescription | info@theNBS.com | 2015-06-15T13:44:06 | Submitted | Component | Floor:Generic Concrete Floor:496736 | Composite steel and concrete floor, roof deck or balcony system | n/a | xBIM | Identity Data | 1290 | n/a | n/a
NBSReference | info@theNBS.com | 2015-06-15T13:44:06 | Submitted | Component | Floor:Generic Concrete Floor:496736 | 20-05-80/115 | n/a | xBIM | Identity Data | 1290 | n/a | n/a
Type Name | info@theNBS.com | 2015-06-15T13:44:06 | Submitted | Component | Floor:Generic Concrete Floor:496736 | Generic Concrete Floor | n/a | xBIM | Identity Data | 1290 | n/a | n/a
Version | info@theNBS.com | 2015-06-15T13:44:06 | Submitted | Component | Floor:Generic Concrete Floor:496736 | 1.0 | n/a | xBIM | Identity Data | 1290 | n/a | n/a
Structural Material | info@theNBS.com | 2015-06-15T13:44:06 | Submitted | Component | Floor:Generic Concrete Floor:496736 | nbl_InsituConcrete | n/a | xBIM | Materials and Finishes | 1292 | n/a | n/a
ModelNumber915 | info@theNBS.com | 2015-06-15T13:44:06 | Submitted | Type | SpaceHeaterType.1 Biddle Air Convector Forceflow 900 | n/a | n/a | xBIM | Constraints | 38230 | n/a | n/a
ModelNumber930 | info@theNBS.com | 2015-06-15T13:44:06 | Submitted | Type | SpaceHeaterType.1 Biddle Air Convector Forceflow 900 | n/a | n/a | xBIM | Constraints | 38230 | n/a | n/a
ModelNumber935 | info@theNBS.com | 2015-06-15T13:44:06 | Submitted | Type | SpaceHeaterType.1 Biddle Air Convector Forceflow 900 | TRUE | n/a | xBIM | Constraints | 38230 | n/a | n/a
ModelNumber940 | info@theNBS.com | 2015-06-15T13:44:06 | Submitted | Type | SpaceHeaterType.1 Biddle Air Convector Forceflow 900 | n/a | n/a | xBIM | Constraints | 38230 | n/a | n/a
ModelNumber975 | info@theNBS.com | 2015-06-15T13:44:06 | Submitted | Type | SpaceHeaterType.1 Biddle Air Convector Forceflow 900 | n/a | n/a | xBIM | Constraints | 38230 | n/a | n/a
NominalVoltageCalc | info@theNBS.com | 2015-06-15T13:44:06 | Submitted | Type | SpaceHeaterType.1 Biddle Air Convector Forceflow 900 | 240 | n/a | xBIM | Constraints | 38230 | n/a | n/a
AccessoryOptions | info@theNBS.com | 2015-06-15T13:44:06 | Submitted | Type | SpaceHeaterType.1 Biddle Air Convector Forceflow 900 | 100 mm high plinth, Adjustable low water temperature cut-out (T4) thermostat, Extended air vent, Fresh air spigot with or without motorised damper, Group control and fan enable relays, Height extension pieces, Lockable access panel, Metal framed EU2 grade nylon non-woven filter, Pencil proof and finger proof grilles, Proportional speed controller, Remote on/off fan speed and summer/winter switches, Tamperproof thermostats | n/a | xBIM | Data | 38232 | n/a | n/a
Fans | info@theNBS.com | 2015-06-15T13:44:06 | Submitted | Type | SpaceHeaterType.1 Biddle Air Convector Forceflow 900 | Balanced double inlet double width centrifugal type, with forward curved, blades and metal impellers, directly mounted onto the motor shaft | n/a | xBIM | Data | 38232 | n/a | n/a
Filter | info@theNBS.com | 2015-06-15T13:44:06 | Submitted | Type | SpaceHeaterType.1 Biddle Air Convector Forceflow 900 | EU3 grade nylon type material | n/a | xBIM | Data | 38232 | n/a | n/a
GrilleFinish | info@theNBS.com | 2015-06-15T13:44:06 | Submitted | Type | SpaceHeaterType.1 Biddle Air Convector Forceflow 900 | Textured epoxy polyester powder paint, RAL 9010 (white) | n/a | xBIM | Data | 38232 | n/a | n/a
GrilleMaterial | info@theNBS.com | 2015-06-15T13:44:06 | Submitted | Type | SpaceHeaterType.1 Biddle Air Convector Forceflow 900 | Minimum material thickness of 2.2 mm, manufactured from extruded aluminium | n/a | xBIM | Data | 38232 | n/a | n/a
GrillePattern | info@theNBS.com | 2015-06-15T13:44:06 | Submitted | Type | SpaceHeaterType.1 Biddle Air Convector Forceflow 900 | Integral and loose grilles are of a linear pattern, with 70% free area | n/a | xBIM | Data | 38232 | n/a | n/a
HeatExchangers | info@theNBS.com | 2015-06-15T13:44:06 | Submitted | Type | SpaceHeaterType.1 Biddle Air Convector Forceflow 900 | Two row configuration with aluminium fins expansion bonded to copper primary tubes, brazed in turn to copper headers with a 1/8" BSP air vent | n/a | xBIM | Data | 38232 | n/a | n/a
Motors | info@theNBS.com | 2015-06-15T13:44:06 | Submitted | Type | SpaceHeaterType.1 Biddle Air Convector Forceflow 900 | Multi-tapped permanent capacitor induction, totally enclosed and with a built-in self-resetting thermal overload cut-out | n/a | xBIM | Data | 38232 | n/a | n/a
RadiatorDepth | info@theNBS.com | 2015-06-15T13:44:06 | Submitted | Type | SpaceHeaterType.1 Biddle Air Convector Forceflow 900 | 0.207 | n/a | xBIM | Dimensions | 38234 | n/a | n/a
RadiatorHeight | info@theNBS.com | 2015-06-15T13:44:06 | Submitted | Type | SpaceHeaterType.1 Biddle Air Convector Forceflow 900 | 0.66 | n/a | xBIM | Dimensions | 38234 | n/a | n/a
RadiatorWidth | info@theNBS.com | 2015-06-15T13:44:06 | Submitted | Type | SpaceHeaterType.1 Biddle Air Convector Forceflow 900 | 1.305 | n/a | xBIM | Dimensions | 38234 | n/a | n/a
Author | info@theNBS.com | 2015-06-15T13:44:06 | Submitted | Type | SpaceHeaterType.1 Biddle Air Convector Forceflow 900 | NBS | n/a | xBIM | General | 38236 | n/a | n/a
BIMObjectName | info@theNBS.com | 2015-06-15T13:44:06 | Submitted | Type | SpaceHeaterType.1 Biddle Air Convector Forceflow 900 | NBS_BiddleAirSystemsLtd_FanConvectors_Forceflow900-F1_935 | n/a | xBIM | General | 38236 | n/a | n/a
ManufacturerName | info@theNBS.com | 2015-06-15T13:44:06 | Submitted | Type | SpaceHeaterType.1 Biddle Air Convector Forceflow 900 | Biddle Air Systems Ltd | n/a | xBIM | General | 38236 | n/a | n/a
ManufacturerURL | info@theNBS.com | 2015-06-15T13:44:06 | Submitted | Type | SpaceHeaterType.1 Biddle Air Convector Forceflow 900 | www.biddle-air.co.uk | n/a | xBIM | General | 38236 | n/a | n/a
NBSCertification | info@theNBS.com | 2015-06-15T13:44:06 | Submitted | Type | SpaceHeaterType.1 Biddle Air Convector Forceflow 900 | www.nationalbimlibrary.com/biddle-air/forceflow900-f1 | n/a | xBIM | General | 38236 | n/a | n/a
NBSNote | info@theNBS.com | 2015-06-15T13:44:06 | Submitted | Type | SpaceHeaterType.1 Biddle Air Convector Forceflow 900 | n/a | n/a | xBIM | General | 38236 | n/a | n/a
ProductInformation | info@theNBS.com | 2015-06-15T13:44:06 | Submitted | Type | SpaceHeaterType.1 Biddle Air Convector Forceflow 900 | www.biddle.info/documents/UKbrochures/forceflow%20900.UK.pdf | n/a | xBIM | General | 38236 | n/a | n/a
Revision | info@theNBS.com | 2015-06-15T13:44:06 | Submitted | Type | SpaceHeaterType.1 Biddle Air Convector Forceflow 900 | n/a | n/a | xBIM | General | 38236 | n/a | n/a
Uniclass2 | info@theNBS.com | 2015-06-15T13:44:06 | Submitted | Type | SpaceHeaterType.1 Biddle Air Convector Forceflow 900 | 90-82-36/430 | n/a | xBIM | General | 38236 | n/a | n/a
Assembly Code | info@theNBS.com | 2015-06-15T13:44:06 | Submitted | Type | SpaceHeaterType.1 Biddle Air Convector Forceflow 900 | n/a | n/a | xBIM | Identity Data | 38238 | n/a | n/a
Assembly Description | info@theNBS.com | 2015-06-15T13:44:06 | Submitted | Type | SpaceHeaterType.1 Biddle Air Convector Forceflow 900 | n/a | n/a | xBIM | Identity Data | 38238 | n/a | n/a
OmniClass Number | info@theNBS.com | 2015-06-15T13:44:06 | Submitted | Type | SpaceHeaterType.1 Biddle Air Convector Forceflow 900 | n/a | n/a | xBIM | Identity Data | 38238 | n/a | n/a
OmniClass Title | info@theNBS.com | 2015-06-15T13:44:06 | Submitted | Type | SpaceHeaterType.1 Biddle Air Convector Forceflow 900 | n/a | n/a | xBIM | Identity Data | 38238 | n/a | n/a
Accessories | info@theNBS.com | 2015-06-15T13:44:06 | Submitted | Type | SpaceHeaterType.1 Biddle Air Convector Forceflow 900 | n/a | n/a | xBIM | Identity Data | 38238 | n/a | n/a
CasingFinish | info@theNBS.com | 2015-06-15T13:44:06 | Submitted | Type | SpaceHeaterType.1 Biddle Air Convector Forceflow 900 | Textured epoxy polyester powder paint, RAL 9010 (white) | n/a | xBIM | Identity Data | 38238 | n/a | n/a
Certification | info@theNBS.com | 2015-06-15T13:44:06 | Submitted | Type | SpaceHeaterType.1 Biddle Air Convector Forceflow 900 | n/a | n/a | xBIM | Identity Data | 38238 | n/a | n/a
Connections | info@theNBS.com | 2015-06-15T13:44:06 | Submitted | Type | SpaceHeaterType.1 Biddle Air Convector Forceflow 900 | 3/4" BSP female horizontal flow and return connections | n/a | xBIM | Identity Data | 38238 | n/a | n/a
Description | info@theNBS.com | 2015-06-15T13:44:06 | Submitted | Type | SpaceHeaterType.1 Biddle Air Convector Forceflow 900 | Vertical exposed/cased fan convector for freestanding low level wall/ floor mounted applications | n/a | xBIM | Identity Data | 38238 | n/a | n/a
DutyFanconvectorType | info@theNBS.com | 2015-06-15T13:44:06 | Submitted | Type | SpaceHeaterType.1 Biddle Air Convector Forceflow 900 | n/a | n/a | xBIM | Identity Data | 38238 | n/a | n/a
DutyFanSpeed | info@theNBS.com | 2015-06-15T13:44:06 | Submitted | Type | SpaceHeaterType.1 Biddle Air Convector Forceflow 900 | n/a | n/a | xBIM | Identity Data | 38238 | n/a | n/a
DutyReference | info@theNBS.com | 2015-06-15T13:44:06 | Submitted | Type | SpaceHeaterType.1 Biddle Air Convector Forceflow 900 | n/a | n/a | xBIM | Identity Data | 38238 | n/a | n/a
ElectricalSupply | info@theNBS.com | 2015-06-15T13:44:06 | Submitted | Type | SpaceHeaterType.1 Biddle Air Convector Forceflow 900 | n/a | n/a | xBIM | Identity Data | 38238 | n/a | n/a
Manufacturer | info@theNBS.com | 2015-06-15T13:44:06 | Submitted | Type | SpaceHeaterType.1 Biddle Air Convector Forceflow 900 | info@biddle-air.co.uk | n/a | xBIM | Identity Data | 38238 | n/a | n/a
ModelReference | info@theNBS.com | 2015-06-15T13:44:06 | Submitted | Type | SpaceHeaterType.1 Biddle Air Convector Forceflow 900 | Forceflow 900 F1 | n/a | xBIM | Identity Data | 38238 | n/a | n/a
NBSDescription | info@theNBS.com | 2015-06-15T13:44:06 | Submitted | Type | SpaceHeaterType.1 Biddle Air Convector Forceflow 900 | Fan convectors | n/a | xBIM | Identity Data | 38238 | n/a | n/a
NBSOfficeMasterTag | info@theNBS.com | 2015-06-15T13:44:06 | Submitted | Type | SpaceHeaterType.1 Biddle Air Convector Forceflow 900 | n/a | n/a | xBIM | Identity Data | 38238 | n/a | n/a
NBSReference | info@theNBS.com | 2015-06-15T13:44:06 | Submitted | Type | SpaceHeaterType.1 Biddle Air Convector Forceflow 900 | 90-40-35/335 | n/a | xBIM | Identity Data | 38238 | n/a | n/a
NBSTypeID | info@theNBS.com | 2015-06-15T13:44:06 | Submitted | Type | SpaceHeaterType.1 Biddle Air Convector Forceflow 900 | n/a | n/a | xBIM | Identity Data | 38238 | n/a | n/a
Type Name | info@theNBS.com | 2015-06-15T13:44:06 | Submitted | Type | SpaceHeaterType.1 Biddle Air Convector Forceflow 900 | Biddle Air Convector Forceflow 900 | n/a | xBIM | Identity Data | 38238 | n/a | n/a
Version | info@theNBS.com | 2015-06-15T13:44:06 | Submitted | Type | SpaceHeaterType.1 Biddle Air Convector Forceflow 900 | 2 | n/a | xBIM | Identity Data | 38238 | n/a | n/a
RadiatorMaterial | info@theNBS.com | 2015-06-15T13:44:06 | Submitted | Type | SpaceHeaterType.1 Biddle Air Convector Forceflow 900 | NBS_Concept | n/a | xBIM | Materials and Finishes | 38240 | n/a | n/a
Category | info@theNBS.com | 2015-06-15T13:44:06 | Submitted | Type | SpaceHeaterType.1 Biddle Air Convector Forceflow 900 | Mechanical Equipment | n/a | xBIM | Other | 38242 | n/a | n/a
AccessibilityPerformance | info@theNBS.com | 2015-06-15T13:44:06 | Submitted | Type | SpaceHeaterType.1 Biddle Air Convector Forceflow 900 | User to Populate | n/a | xBIM | Other | 38242 | n/a | n/a
AssetType | info@theNBS.com | 2015-06-15T13:44:06 | Submitted | Type | SpaceHeaterType.1 Biddle Air Convector Forceflow 900 | Fixed | n/a | xBIM | Other | 38242 | n/a | n/a
CodePerformance | info@theNBS.com | 2015-06-15T13:44:06 | Submitted | Type | SpaceHeaterType.1 Biddle Air Convector Forceflow 900 | User to Populate | n/a | xBIM | Other | 38242 | n/a | n/a
Color | info@theNBS.com | 2015-06-15T13:44:06 | Submitted | Type | SpaceHeaterType.1 Biddle Air Convector Forceflow 900 | White | n/a | xBIM | Other | 38242 | n/a | n/a
Constituents | info@theNBS.com | 2015-06-15T13:44:06 | Submitted | Type | SpaceHeaterType.1 Biddle Air Convector Forceflow 900 | User to Populate | n/a | xBIM | Other | 38242 | n/a | n/a
DurationUnit | info@theNBS.com | 2015-06-15T13:44:06 | Submitted | Type | SpaceHeaterType.1 Biddle Air Convector Forceflow 900 | year | n/a | xBIM | Other | 38242 | n/a | n/a
ExpectedLife | info@theNBS.com | 2015-06-15T13:44:06 | Submitted | Type | SpaceHeaterType.1 Biddle Air Convector Forceflow 900 | User to Populate | n/a | xBIM | Other | 38242 | n/a | n/a
Family Name | info@theNBS.com | 2015-06-15T13:44:06 | Submitted | Type | SpaceHeaterType.1 Biddle Air Convector Forceflow 900 | NBS_BiddleAirSystemsLtd_FanCvctrs_Forceflow900-F1 | n/a | xBIM | Other | 38242 | n/a | n/a
Features | info@theNBS.com | 2015-06-15T13:44:06 | Submitted | Type | SpaceHeaterType.1 Biddle Air Convector Forceflow 900 | User to Populate | n/a | xBIM | Other | 38242 | n/a | n/a
Finish | info@theNBS.com | 2015-06-15T13:44:06 | Submitted | Type | SpaceHeaterType.1 Biddle Air Convector Forceflow 900 | User to Populate | n/a | xBIM | Other | 38242 | n/a | n/a
Grade | info@theNBS.com | 2015-06-15T13:44:06 | Submitted | Type | SpaceHeaterType.1 Biddle Air Convector Forceflow 900 | User to Populate | n/a | xBIM | Other | 38242 | n/a | n/a
Material | info@theNBS.com | 2015-06-15T13:44:06 | Submitted | Type | SpaceHeaterType.1 Biddle Air Convector Forceflow 900 | User to Populate | n/a | xBIM | Other | 38242 | n/a | n/a
ModelNumber | info@theNBS.com | 2015-06-15T13:44:06 | Submitted | Type | SpaceHeaterType.1 Biddle Air Convector Forceflow 900 | 935 | n/a | xBIM | Other | 38242 | n/a | n/a
Name | info@theNBS.com | 2015-06-15T13:44:06 | Submitted | Type | SpaceHeaterType.1 Biddle Air Convector Forceflow 900 | FanConvectors_Forceflow900-F1_935_BiddleAirSystemsLtd | n/a | xBIM | Other | 38242 | n/a | n/a
NominalHeight | info@theNBS.com | 2015-06-15T13:44:06 | Submitted | Type | SpaceHeaterType.1 Biddle Air Convector Forceflow 900 | 0.66 | n/a | xBIM | Other | 38242 | n/a | n/a
NominalLength | info@theNBS.com | 2015-06-15T13:44:06 | Submitted | Type | SpaceHeaterType.1 Biddle Air Convector Forceflow 900 | 0.207 | n/a | xBIM | Other | 38242 | n/a | n/a
NominalWidth | info@theNBS.com | 2015-06-15T13:44:06 | Submitted | Type | SpaceHeaterType.1 Biddle Air Convector Forceflow 900 | 1.305 | n/a | xBIM | Other | 38242 | n/a | n/a
ReplacementCost | info@theNBS.com | 2015-06-15T13:44:06 | Submitted | Type | SpaceHeaterType.1 Biddle Air Convector Forceflow 900 | User to Populate | n/a | xBIM | Other | 38242 | n/a | n/a
Shape | info@theNBS.com | 2015-06-15T13:44:06 | Submitted | Type | SpaceHeaterType.1 Biddle Air Convector Forceflow 900 | Rectangular | n/a | xBIM | Other | 38242 | n/a | n/a
Size | info@theNBS.com | 2015-06-15T13:44:06 | Submitted | Type | SpaceHeaterType.1 Biddle Air Convector Forceflow 900 | 1305 x 660 x 207 mm | n/a | xBIM | Other | 38242 | n/a | n/a
SustainabilityPerformance | info@theNBS.com | 2015-06-15T13:44:06 | Submitted | Type | SpaceHeaterType.1 Biddle Air Convector Forceflow 900 | User to Populate | n/a | xBIM | Other | 38242 | n/a | n/a
WarrantyDescription | info@theNBS.com | 2015-06-15T13:44:06 | Submitted | Type | SpaceHeaterType.1 Biddle Air Convector Forceflow 900 | User to Populate | n/a | xBIM | Other | 38242 | n/a | n/a
WarrantyDurationLabor | info@theNBS.com | 2015-06-15T13:44:06 | Submitted | Type | SpaceHeaterType.1 Biddle Air Convector Forceflow 900 | User to Populate | n/a | xBIM | Other | 38242 | n/a | n/a
WarrantyDurationParts | info@theNBS.com | 2015-06-15T13:44:06 | Submitted | Type | SpaceHeaterType.1 Biddle Air Convector Forceflow 900 | User to Populate | n/a | xBIM | Other | 38242 | n/a | n/a
WarrantyDurationUnit | info@theNBS.com | 2015-06-15T13:44:06 | Submitted | Type | SpaceHeaterType.1 Biddle Air Convector Forceflow 900 | year | n/a | xBIM | Other | 38242 | n/a | n/a
WarrantyGuarantorLabor | info@theNBS.com | 2015-06-15T13:44:06 | Submitted | Type | SpaceHeaterType.1 Biddle Air Convector Forceflow 900 | User to Populate | n/a | xBIM | Other | 38242 | n/a | n/a
WarrantyGuarantorParts | info@theNBS.com | 2015-06-15T13:44:06 | Submitted | Type | SpaceHeaterType.1 Biddle Air Convector Forceflow 900 | User to Populate | n/a | xBIM | Other | 38242 | n/a | n/a
NominalFrequencyRange | info@theNBS.com | 2015-06-15T13:44:06 | Submitted | Component | NBS_BiddleAirSystemsLtd_FanCvctrs_Forceflow900-F1:Biddle Air Convector Forceflow 900:500601 | 50 | n/a | xBIM | Pset_ElectricalDeviceCommon | 38051 | n/a | n/a
NumberOfPoles | info@theNBS.com | 2015-06-15T13:44:06 | Submitted | Component | NBS_BiddleAirSystemsLtd_FanCvctrs_Forceflow900-F1:Biddle Air Convector Forceflow 900:500601 | 0 | n/a | xBIM | Pset_ElectricalDeviceCommon | 38051 | n/a | n/a
HasProtectiveEarth | info@theNBS.com | 2015-06-15T13:44:06 | Submitted | Component | NBS_BiddleAirSystemsLtd_FanCvctrs_Forceflow900-F1:Biddle Air Convector Forceflow 900:500601 | n/a | n/a | xBIM | Pset_ElectricalDeviceCommon | 38051 | n/a | n/a
IP_Code | info@theNBS.com | 2015-06-15T13:44:06 | Submitted | Component | NBS_BiddleAirSystemsLtd_FanCvctrs_Forceflow900-F1:Biddle Air Convector Forceflow 900:500601 | n/a | n/a | xBIM | Pset_ElectricalDeviceCommon | 38051 | n/a | n/a
InsulationStandardClass | info@theNBS.com | 2015-06-15T13:44:06 | Submitted | Component | NBS_BiddleAirSystemsLtd_FanCvctrs_Forceflow900-F1:Biddle Air Convector Forceflow 900:500601 | Unset | n/a | xBIM | Pset_ElectricalDeviceCommon | 38051 | n/a | n/a
NominalCurrent | info@theNBS.com | 2015-06-15T13:44:06 | Submitted | Component | NBS_BiddleAirSystemsLtd_FanCvctrs_Forceflow900-F1:Biddle Air Convector Forceflow 900:500601 | 0 | n/a | xBIM | Pset_ElectricalDeviceCommon | 38051 | n/a | n/a
UsageCurrent | info@theNBS.com | 2015-06-15T13:44:06 | Submitted | Component | NBS_BiddleAirSystemsLtd_FanCvctrs_Forceflow900-F1:Biddle Air Convector Forceflow 900:500601 | 0 | n/a | xBIM | Pset_ElectricalDeviceCommon | 38051 | n/a | n/a
NominalVoltage | info@theNBS.com | 2015-06-15T13:44:06 | Submitted | Component | NBS_BiddleAirSystemsLtd_FanCvctrs_Forceflow900-F1:Biddle Air Convector Forceflow 900:500601 | 22.2967 | n/a | xBIM | Pset_ElectricalDeviceCommon | 38051 | n/a | n/a
ElectricalDeviceNominalPower | info@theNBS.com | 2015-06-15T13:44:06 | Submitted | Component | NBS_BiddleAirSystemsLtd_FanCvctrs_Forceflow900-F1:Biddle Air Convector Forceflow 900:500601 | 0 | n/a | xBIM | Pset_ElectricalDeviceCommon | 38051 | n/a | n/a
PhaseReference | info@theNBS.com | 2015-06-15T13:44:06 | Submitted | Component | NBS_BiddleAirSystemsLtd_FanCvctrs_Forceflow900-F1:Biddle Air Convector Forceflow 900:500601 | n/a | n/a | xBIM | Pset_ElectricalDeviceCommon | 38051 | n/a | n/a
ModelReference | info@theNBS.com | 2015-06-15T13:44:06 | Submitted | Component | NBS_BiddleAirSystemsLtd_FanCvctrs_Forceflow900-F1:Biddle Air Convector Forceflow 900:500601 | Forceflow 900 F1 | n/a | xBIM | Pset_ManufacturerTypeInformation | 38055 | n/a | n/a
Manufacturer | info@theNBS.com | 2015-06-15T13:44:06 | Submitted | Component | NBS_BiddleAirSystemsLtd_FanCvctrs_Forceflow900-F1:Biddle Air Convector Forceflow 900:500601 | info@biddle-air.co.uk | n/a | xBIM | Pset_ManufacturerTypeInformation | 38055 | n/a | n/a
Reference | info@theNBS.com | 2015-06-15T13:44:06 | Submitted | Component | NBS_BiddleAirSystemsLtd_FanCvctrs_Forceflow900-F1:Biddle Air Convector Forceflow 900:500601 | Biddle Air Convector Forceflow 900 | n/a | xBIM | Pset_DistributionFlowElementCommon | 38058 | n/a | n/a
Level | info@theNBS.com | 2015-06-15T13:44:06 | Submitted | Component | NBS_BiddleAirSystemsLtd_FanCvctrs_Forceflow900-F1:Biddle Air Convector Forceflow 900:500601 | Level: 01 - Ground Floor | n/a | xBIM | Constraints | 38180 | n/a | n/a
Host | info@theNBS.com | 2015-06-15T13:44:06 | Submitted | Component | NBS_BiddleAirSystemsLtd_FanCvctrs_Forceflow900-F1:Biddle Air Convector Forceflow 900:500601 | Floor : Generic Concrete Floor | n/a | xBIM | Constraints | 38180 | n/a | n/a
Offset | info@theNBS.com | 2015-06-15T13:44:06 | Submitted | Component | NBS_BiddleAirSystemsLtd_FanCvctrs_Forceflow900-F1:Biddle Air Convector Forceflow 900:500601 | 0 | n/a | xBIM | Constraints | 38180 | n/a | n/a
LeftHandAssembly | info@theNBS.com | 2015-06-15T13:44:06 | Submitted | Component | NBS_BiddleAirSystemsLtd_FanCvctrs_Forceflow900-F1:Biddle Air Convector Forceflow 900:500601 | n/a | n/a | xBIM | Construction | 38185 | n/a | n/a
RightHandAssembly | info@theNBS.com | 2015-06-15T13:44:06 | Submitted | Component | NBS_BiddleAirSystemsLtd_FanCvctrs_Forceflow900-F1:Biddle Air Convector Forceflow 900:500601 | TRUE | n/a | xBIM | Construction | 38185 | n/a | n/a
CoilWaterPressureDrop | info@theNBS.com | 2015-06-15T13:44:06 | Submitted | Component | NBS_BiddleAirSystemsLtd_FanCvctrs_Forceflow900-F1:Biddle Air Convector Forceflow 900:500601 | 2.49 kPa | n/a | xBIM | Data | 38190 | n/a | n/a
FullLoadCurrent | info@theNBS.com | 2015-06-15T13:44:06 | Submitted | Component | NBS_BiddleAirSystemsLtd_FanCvctrs_Forceflow900-F1:Biddle Air Convector Forceflow 900:500601 | 0.38 A | n/a | xBIM | Data | 38190 | n/a | n/a
LeavingAirTemperature | info@theNBS.com | 2015-06-15T13:44:06 | Submitted | Component | NBS_BiddleAirSystemsLtd_FanCvctrs_Forceflow900-F1:Biddle Air Convector Forceflow 900:500601 | 63°C | n/a | xBIM | Data | 38190 | n/a | n/a
NoiseLevel | info@theNBS.com | 2015-06-15T13:44:06 | Submitted | Component | NBS_BiddleAirSystemsLtd_FanCvctrs_Forceflow900-F1:Biddle Air Convector Forceflow 900:500601 | 24 NR | n/a | xBIM | Data | 38190 | n/a | n/a
WaterFlowRate | info@theNBS.com | 2015-06-15T13:44:06 | Submitted | Component | NBS_BiddleAirSystemsLtd_FanCvctrs_Forceflow900-F1:Biddle Air Convector Forceflow 900:500601 | 0.15 kg/s | n/a | xBIM | Data | 38190 | n/a | n/a
Area | info@theNBS.com | 2015-06-15T13:44:06 | Submitted | Component | NBS_BiddleAirSystemsLtd_FanCvctrs_Forceflow900-F1:Biddle Air Convector Forceflow 900:500601 | 4.7728 | n/a | xBIM | Dimensions | 38195 | n/a | n/a
ElectricalConnectorPosition | info@theNBS.com | 2015-06-15T13:44:06 | Submitted | Component | NBS_BiddleAirSystemsLtd_FanCvctrs_Forceflow900-F1:Biddle Air Convector Forceflow 900:500601 | 0.096 | n/a | xBIM | Dimensions | 38195 | n/a | n/a
PipeConnectorPosition | info@theNBS.com | 2015-06-15T13:44:06 | Submitted | Component | NBS_BiddleAirSystemsLtd_FanCvctrs_Forceflow900-F1:Biddle Air Convector Forceflow 900:500601 | 1.209 | n/a | xBIM | Dimensions | 38195 | n/a | n/a
Volume | info@theNBS.com | 2015-06-15T13:44:06 | Submitted | Component | NBS_BiddleAirSystemsLtd_FanCvctrs_Forceflow900-F1:Biddle Air Convector Forceflow 900:500601 | 1.2089 | n/a | xBIM | Dimensions | 38195 | n/a | n/a
Circuit Number | info@theNBS.com | 2015-06-15T13:44:06 | Submitted | Component | NBS_BiddleAirSystemsLtd_FanCvctrs_Forceflow900-F1:Biddle Air Convector Forceflow 900:500601 | n/a | n/a | xBIM | Electrical - Loads | 38200 | n/a | n/a
Panel | info@theNBS.com | 2015-06-15T13:44:06 | Submitted | Component | NBS_BiddleAirSystemsLtd_FanCvctrs_Forceflow900-F1:Biddle Air Convector Forceflow 900:500601 | n/a | n/a | xBIM | Electrical - Loads | 38200 | n/a | n/a
DutyAirVolume | info@theNBS.com | 2015-06-15T13:44:06 | Submitted | Component | NBS_BiddleAirSystemsLtd_FanCvctrs_Forceflow900-F1:Biddle Air Convector Forceflow 900:500601 | 136 L/s | n/a | xBIM | Identity Data | 38205 | n/a | n/a
DutyOutput | info@theNBS.com | 2015-06-15T13:44:06 | Submitted | Component | NBS_BiddleAirSystemsLtd_FanCvctrs_Forceflow900-F1:Biddle Air Convector Forceflow 900:500601 | 7.08 kW | n/a | xBIM | Identity Data | 38205 | n/a | n/a
Mark | info@theNBS.com | 2015-06-15T13:44:06 | Submitted | Component | NBS_BiddleAirSystemsLtd_FanCvctrs_Forceflow900-F1:Biddle Air Convector Forceflow 900:500601 | 7 | n/a | xBIM | Identity Data | 38205 | n/a | n/a
FanSpeedHigh | info@theNBS.com | 2015-06-15T13:44:06 | Submitted | Component | NBS_BiddleAirSystemsLtd_FanCvctrs_Forceflow900-F1:Biddle Air Convector Forceflow 900:500601 | n/a | n/a | xBIM | Mechanical | 38210 | n/a | n/a
FanSpeedLow | info@theNBS.com | 2015-06-15T13:44:06 | Submitted | Component | NBS_BiddleAirSystemsLtd_FanCvctrs_Forceflow900-F1:Biddle Air Convector Forceflow 900:500601 | TRUE | n/a | xBIM | Mechanical | 38210 | n/a | n/a
FanSpeedMedium | info@theNBS.com | 2015-06-15T13:44:06 | Submitted | Component | NBS_BiddleAirSystemsLtd_FanCvctrs_Forceflow900-F1:Biddle Air Convector Forceflow 900:500601 | n/a | n/a | xBIM | Mechanical | 38210 | n/a | n/a
System Classification | info@theNBS.com | 2015-06-15T13:44:06 | Submitted | Component | NBS_BiddleAirSystemsLtd_FanCvctrs_Forceflow900-F1:Biddle Air Convector Forceflow 900:500601 | Power,Hydronic Supply | n/a | xBIM | Mechanical | 38210 | n/a | n/a
System Name | info@theNBS.com | 2015-06-15T13:44:06 | Submitted | Component | NBS_BiddleAirSystemsLtd_FanCvctrs_Forceflow900-F1:Biddle Air Convector Forceflow 900:500601 | n/a | n/a | xBIM | Mechanical | 38210 | n/a | n/a
AssetIdentifier | info@theNBS.com | 2015-06-15T13:44:06 | Submitted | Component | NBS_BiddleAirSystemsLtd_FanCvctrs_Forceflow900-F1:Biddle Air Convector Forceflow 900:500601 | n/a | n/a | xBIM | Other | 38215 | n/a | n/a
BarCode | info@theNBS.com | 2015-06-15T13:44:06 | Submitted | Component | NBS_BiddleAirSystemsLtd_FanCvctrs_Forceflow900-F1:Biddle Air Convector Forceflow 900:500601 | n/a | n/a | xBIM | Other | 38215 | n/a | n/a
SerialNumber | info@theNBS.com | 2015-06-15T13:44:06 | Submitted | Component | NBS_BiddleAirSystemsLtd_FanCvctrs_Forceflow900-F1:Biddle Air Convector Forceflow 900:500601 | n/a | n/a | xBIM | Other | 38215 | n/a | n/a
TagNumber | info@theNBS.com | 2015-06-15T13:44:06 | Submitted | Component | NBS_BiddleAirSystemsLtd_FanCvctrs_Forceflow900-F1:Biddle Air Convector Forceflow 900:500601 | n/a | n/a | xBIM | Other | 38215 | n/a | n/a
Category | info@theNBS.com | 2015-06-15T13:44:06 | Submitted | Component | NBS_BiddleAirSystemsLtd_FanCvctrs_Forceflow900-F1:Biddle Air Convector Forceflow 900:500601 | Mechanical Equipment | n/a | xBIM | Other | 38215 | n/a | n/a
Family | info@theNBS.com | 2015-06-15T13:44:06 | Submitted | Component | NBS_BiddleAirSystemsLtd_FanCvctrs_Forceflow900-F1:Biddle Air Convector Forceflow 900:500601 | NBS_BiddleAirSystemsLtd_FanCvctrs_Forceflow900-F1: Biddle Air Convector Forceflow 900 | n/a | xBIM | Other | 38215 | n/a | n/a
Family and Type | info@theNBS.com | 2015-06-15T13:44:06 | Submitted | Component | NBS_BiddleAirSystemsLtd_FanCvctrs_Forceflow900-F1:Biddle Air Convector Forceflow 900:500601 | NBS_BiddleAirSystemsLtd_FanCvctrs_Forceflow900-F1: Biddle Air Convector Forceflow 900 | n/a | xBIM | Other | 38215 | n/a | n/a
InstallationDate | info@theNBS.com | 2015-06-15T13:44:06 | Submitted | Component | NBS_BiddleAirSystemsLtd_FanCvctrs_Forceflow900-F1:Biddle Air Convector Forceflow 900:500601 | 1900-12-31T23:59:59 | n/a | xBIM | Other | 38215 | n/a | n/a
Type | info@theNBS.com | 2015-06-15T13:44:06 | Submitted | Component | NBS_BiddleAirSystemsLtd_FanCvctrs_Forceflow900-F1:Biddle Air Convector Forceflow 900:500601 | NBS_BiddleAirSystemsLtd_FanCvctrs_Forceflow900-F1: Biddle Air Convector Forceflow 900 | n/a | xBIM | Other | 38215 | n/a | n/a
Type Id | info@theNBS.com | 2015-06-15T13:44:06 | Submitted | Component | NBS_BiddleAirSystemsLtd_FanCvctrs_Forceflow900-F1:Biddle Air Convector Forceflow 900:500601 | NBS_BiddleAirSystemsLtd_FanCvctrs_Forceflow900-F1: Biddle Air Convector Forceflow 900 | n/a | xBIM | Other | 38215 | n/a | n/a
WarrantyStartDate | info@theNBS.com | 2015-06-15T13:44:06 | Submitted | Component | NBS_BiddleAirSystemsLtd_FanCvctrs_Forceflow900-F1:Biddle Air Convector Forceflow 900:500601 | 1900-12-31T23:59:59 | n/a | xBIM | Other | 38215 | n/a | n/a
Phase Created | info@theNBS.com | 2015-06-15T13:44:06 | Submitted | Component | NBS_BiddleAirSystemsLtd_FanCvctrs_Forceflow900-F1:Biddle Air Convector Forceflow 900:500601 | New Construction | n/a | xBIM | Phasing | 38220 | n/a | n/a
AirFlowDirection | info@theNBS.com | 2015-06-15T13:44:06 | Submitted | Component | NBS_BiddleAirSystemsLtd_FanCvctrs_Forceflow900-F1:Biddle Air Convector Forceflow 900:500601 | TRUE | n/a | xBIM | Visibility | 38225 | n/a | n/a
ClearanceZone | info@theNBS.com | 2015-06-15T13:44:06 | Submitted | Component | NBS_BiddleAirSystemsLtd_FanCvctrs_Forceflow900-F1:Biddle Air Convector Forceflow 900:500601 | TRUE | n/a | xBIM | Visibility | 38225 | n/a | n/a
NumberOfPoles | info@theNBS.com | 2015-06-15T13:44:06 | Submitted | Component | NBS_BiddleAirSystemsLtd_FanCvctrs_Forceflow900-F1:Biddle Air Convector Forceflow 900:500640 | 0 | n/a | xBIM | Pset_ElectricalDeviceCommon | 38280 | n/a | n/a
HasProtectiveEarth | info@theNBS.com | 2015-06-15T13:44:06 | Submitted | Component | NBS_BiddleAirSystemsLtd_FanCvctrs_Forceflow900-F1:Biddle Air Convector Forceflow 900:500640 | n/a | n/a | xBIM | Pset_ElectricalDeviceCommon | 38280 | n/a | n/a
NominalCurrent | info@theNBS.com | 2015-06-15T13:44:06 | Submitted | Component | NBS_BiddleAirSystemsLtd_FanCvctrs_Forceflow900-F1:Biddle Air Convector Forceflow 900:500640 | 0 | n/a | xBIM | Pset_ElectricalDeviceCommon | 38280 | n/a | n/a
UsageCurrent | info@theNBS.com | 2015-06-15T13:44:06 | Submitted | Component | NBS_BiddleAirSystemsLtd_FanCvctrs_Forceflow900-F1:Biddle Air Convector Forceflow 900:500640 | 0 | n/a | xBIM | Pset_ElectricalDeviceCommon | 38280 | n/a | n/a
ElectricalDeviceNominalPower | info@theNBS.com | 2015-06-15T13:44:06 | Submitted | Component | NBS_BiddleAirSystemsLtd_FanCvctrs_Forceflow900-F1:Biddle Air Convector Forceflow 900:500640 | 0 | n/a | xBIM | Pset_ElectricalDeviceCommon | 38280 | n/a | n/a
PhaseReference | info@theNBS.com | 2015-06-15T13:44:06 | Submitted | Component | NBS_BiddleAirSystemsLtd_FanCvctrs_Forceflow900-F1:Biddle Air Convector Forceflow 900:500640 | n/a | n/a | xBIM | Pset_ElectricalDeviceCommon | 38280 | n/a | n/a
NominalFrequencyRange | info@theNBS.com | 2015-06-15T13:44:06 | Submitted | Component | NBS_BiddleAirSystemsLtd_FanCvctrs_Forceflow900-F1:Biddle Air Convector Forceflow 900:500640 | 50 | n/a | xBIM | Pset_ElectricalDeviceCommon | 38280 | n/a | n/a
IP_Code | info@theNBS.com | 2015-06-15T13:44:06 | Submitted | Component | NBS_BiddleAirSystemsLtd_FanCvctrs_Forceflow900-F1:Biddle Air Convector Forceflow 900:500640 | n/a | n/a | xBIM | Pset_ElectricalDeviceCommon | 38280 | n/a | n/a
InsulationStandardClass | info@theNBS.com | 2015-06-15T13:44:06 | Submitted | Component | NBS_BiddleAirSystemsLtd_FanCvctrs_Forceflow900-F1:Biddle Air Convector Forceflow 900:500640 | Unset | n/a | xBIM | Pset_ElectricalDeviceCommon | 38280 | n/a | n/a
NominalVoltage | info@theNBS.com | 2015-06-15T13:44:06 | Submitted | Component | NBS_BiddleAirSystemsLtd_FanCvctrs_Forceflow900-F1:Biddle Air Convector Forceflow 900:500640 | 22.2967 | n/a | xBIM | Pset_ElectricalDeviceCommon | 38280 | n/a | n/a
ModelReference | info@theNBS.com | 2015-06-15T13:44:06 | Submitted | Component | NBS_BiddleAirSystemsLtd_FanCvctrs_Forceflow900-F1:Biddle Air Convector Forceflow 900:500640 | Forceflow 900 F1 | n/a | xBIM | Pset_ManufacturerTypeInformation | 38284 | n/a | n/a
Manufacturer | info@theNBS.com | 2015-06-15T13:44:06 | Submitted | Component | NBS_BiddleAirSystemsLtd_FanCvctrs_Forceflow900-F1:Biddle Air Convector Forceflow 900:500640 | info@biddle-air.co.uk | n/a | xBIM | Pset_ManufacturerTypeInformation | 38284 | n/a | n/a
Reference | info@theNBS.com | 2015-06-15T13:44:06 | Submitted | Component | NBS_BiddleAirSystemsLtd_FanCvctrs_Forceflow900-F1:Biddle Air Convector Forceflow 900:500640 | Biddle Air Convector Forceflow 900 | n/a | xBIM | Pset_DistributionFlowElementCommon | 38286 | n/a | n/a
Level | info@theNBS.com | 2015-06-15T13:44:06 | Submitted | Component | NBS_BiddleAirSystemsLtd_FanCvctrs_Forceflow900-F1:Biddle Air Convector Forceflow 900:500640 | Level: 01 - Ground Floor | n/a | xBIM | Constraints | 38321 | n/a | n/a
Offset | info@theNBS.com | 2015-06-15T13:44:06 | Submitted | Component | NBS_BiddleAirSystemsLtd_FanCvctrs_Forceflow900-F1:Biddle Air Convector Forceflow 900:500640 | 0 | n/a | xBIM | Constraints | 38321 | n/a | n/a
Host | info@theNBS.com | 2015-06-15T13:44:06 | Submitted | Component | NBS_BiddleAirSystemsLtd_FanCvctrs_Forceflow900-F1:Biddle Air Convector Forceflow 900:500640 | Floor : Generic Concrete Floor | n/a | xBIM | Constraints | 38321 | n/a | n/a
LeftHandAssembly | info@theNBS.com | 2015-06-15T13:44:06 | Submitted | Component | NBS_BiddleAirSystemsLtd_FanCvctrs_Forceflow900-F1:Biddle Air Convector Forceflow 900:500640 | n/a | n/a | xBIM | Construction | 38326 | n/a | n/a
RightHandAssembly | info@theNBS.com | 2015-06-15T13:44:06 | Submitted | Component | NBS_BiddleAirSystemsLtd_FanCvctrs_Forceflow900-F1:Biddle Air Convector Forceflow 900:500640 | TRUE | n/a | xBIM | Construction | 38326 | n/a | n/a
CoilWaterPressureDrop | info@theNBS.com | 2015-06-15T13:44:06 | Submitted | Component | NBS_BiddleAirSystemsLtd_FanCvctrs_Forceflow900-F1:Biddle Air Convector Forceflow 900:500640 | 2.49 kPa | n/a | xBIM | Data | 38331 | n/a | n/a
FullLoadCurrent | info@theNBS.com | 2015-06-15T13:44:06 | Submitted | Component | NBS_BiddleAirSystemsLtd_FanCvctrs_Forceflow900-F1:Biddle Air Convector Forceflow 900:500640 | 0.38 A | n/a | xBIM | Data | 38331 | n/a | n/a
LeavingAirTemperature | info@theNBS.com | 2015-06-15T13:44:06 | Submitted | Component | NBS_BiddleAirSystemsLtd_FanCvctrs_Forceflow900-F1:Biddle Air Convector Forceflow 900:500640 | 63°C | n/a | xBIM | Data | 38331 | n/a | n/a
NoiseLevel | info@theNBS.com | 2015-06-15T13:44:06 | Submitted | Component | NBS_BiddleAirSystemsLtd_FanCvctrs_Forceflow900-F1:Biddle Air Convector Forceflow 900:500640 | 24 NR | n/a | xBIM | Data | 38331 | n/a | n/a
WaterFlowRate | info@theNBS.com | 2015-06-15T13:44:06 | Submitted | Component | NBS_BiddleAirSystemsLtd_FanCvctrs_Forceflow900-F1:Biddle Air Convector Forceflow 900:500640 | 0.15 kg/s | n/a | xBIM | Data | 38331 | n/a | n/a
Area | info@theNBS.com | 2015-06-15T13:44:06 | Submitted | Component | NBS_BiddleAirSystemsLtd_FanCvctrs_Forceflow900-F1:Biddle Air Convector Forceflow 900:500640 | 4.7728 | n/a | xBIM | Dimensions | 38336 | n/a | n/a
ElectricalConnectorPosition | info@theNBS.com | 2015-06-15T13:44:06 | Submitted | Component | NBS_BiddleAirSystemsLtd_FanCvctrs_Forceflow900-F1:Biddle Air Convector Forceflow 900:500640 | 0.096 | n/a | xBIM | Dimensions | 38336 | n/a | n/a
PipeConnectorPosition | info@theNBS.com | 2015-06-15T13:44:06 | Submitted | Component | NBS_BiddleAirSystemsLtd_FanCvctrs_Forceflow900-F1:Biddle Air Convector Forceflow 900:500640 | 1.209 | n/a | xBIM | Dimensions | 38336 | n/a | n/a
Volume | info@theNBS.com | 2015-06-15T13:44:06 | Submitted | Component | NBS_BiddleAirSystemsLtd_FanCvctrs_Forceflow900-F1:Biddle Air Convector Forceflow 900:500640 | 1.2089 | n/a | xBIM | Dimensions | 38336 | n/a | n/a
Circuit Number | info@theNBS.com | 2015-06-15T13:44:06 | Submitted | Component | NBS_BiddleAirSystemsLtd_FanCvctrs_Forceflow900-F1:Biddle Air Convector Forceflow 900:500640 | n/a | n/a | xBIM | Electrical - Loads | 38341 | n/a | n/a
Panel | info@theNBS.com | 2015-06-15T13:44:06 | Submitted | Component | NBS_BiddleAirSystemsLtd_FanCvctrs_Forceflow900-F1:Biddle Air Convector Forceflow 900:500640 | n/a | n/a | xBIM | Electrical - Loads | 38341 | n/a | n/a
DutyAirVolume | info@theNBS.com | 2015-06-15T13:44:06 | Submitted | Component | NBS_BiddleAirSystemsLtd_FanCvctrs_Forceflow900-F1:Biddle Air Convector Forceflow 900:500640 | 136 L/s | n/a | xBIM | Identity Data | 38346 | n/a | n/a
DutyOutput | info@theNBS.com | 2015-06-15T13:44:06 | Submitted | Component | NBS_BiddleAirSystemsLtd_FanCvctrs_Forceflow900-F1:Biddle Air Convector Forceflow 900:500640 | 7.08 kW | n/a | xBIM | Identity Data | 38346 | n/a | n/a
Mark | info@theNBS.com | 2015-06-15T13:44:06 | Submitted | Component | NBS_BiddleAirSystemsLtd_FanCvctrs_Forceflow900-F1:Biddle Air Convector Forceflow 900:500640 | 8 | n/a | xBIM | Identity Data | 38346 | n/a | n/a
FanSpeedHigh | info@theNBS.com | 2015-06-15T13:44:06 | Submitted | Component | NBS_BiddleAirSystemsLtd_FanCvctrs_Forceflow900-F1:Biddle Air Convector Forceflow 900:500640 | n/a | n/a | xBIM | Mechanical | 38351 | n/a | n/a
FanSpeedLow | info@theNBS.com | 2015-06-15T13:44:06 | Submitted | Component | NBS_BiddleAirSystemsLtd_FanCvctrs_Forceflow900-F1:Biddle Air Convector Forceflow 900:500640 | TRUE | n/a | xBIM | Mechanical | 38351 | n/a | n/a
FanSpeedMedium | info@theNBS.com | 2015-06-15T13:44:06 | Submitted | Component | NBS_BiddleAirSystemsLtd_FanCvctrs_Forceflow900-F1:Biddle Air Convector Forceflow 900:500640 | n/a | n/a | xBIM | Mechanical | 38351 | n/a | n/a
System Name | info@theNBS.com | 2015-06-15T13:44:06 | Submitted | Component | NBS_BiddleAirSystemsLtd_FanCvctrs_Forceflow900-F1:Biddle Air Convector Forceflow 900:500640 | n/a | n/a | xBIM | Mechanical | 38351 | n/a | n/a
System Classification | info@theNBS.com | 2015-06-15T13:44:06 | Submitted | Component | NBS_BiddleAirSystemsLtd_FanCvctrs_Forceflow900-F1:Biddle Air Convector Forceflow 900:500640 | Power,Hydronic Supply | n/a | xBIM | Mechanical | 38351 | n/a | n/a
AssetIdentifier | info@theNBS.com | 2015-06-15T13:44:06 | Submitted | Component | NBS_BiddleAirSystemsLtd_FanCvctrs_Forceflow900-F1:Biddle Air Convector Forceflow 900:500640 | n/a | n/a | xBIM | Other | 38356 | n/a | n/a
BarCode | info@theNBS.com | 2015-06-15T13:44:06 | Submitted | Component | NBS_BiddleAirSystemsLtd_FanCvctrs_Forceflow900-F1:Biddle Air Convector Forceflow 900:500640 | n/a | n/a | xBIM | Other | 38356 | n/a | n/a
SerialNumber | info@theNBS.com | 2015-06-15T13:44:06 | Submitted | Component | NBS_BiddleAirSystemsLtd_FanCvctrs_Forceflow900-F1:Biddle Air Convector Forceflow 900:500640 | n/a | n/a | xBIM | Other | 38356 | n/a | n/a
TagNumber | info@theNBS.com | 2015-06-15T13:44:06 | Submitted | Component | NBS_BiddleAirSystemsLtd_FanCvctrs_Forceflow900-F1:Biddle Air Convector Forceflow 900:500640 | n/a | n/a | xBIM | Other | 38356 | n/a | n/a
Category | info@theNBS.com | 2015-06-15T13:44:06 | Submitted | Component | NBS_BiddleAirSystemsLtd_FanCvctrs_Forceflow900-F1:Biddle Air Convector Forceflow 900:500640 | Mechanical Equipment | n/a | xBIM | Other | 38356 | n/a | n/a
Family | info@theNBS.com | 2015-06-15T13:44:06 | Submitted | Component | NBS_BiddleAirSystemsLtd_FanCvctrs_Forceflow900-F1:Biddle Air Convector Forceflow 900:500640 | NBS_BiddleAirSystemsLtd_FanCvctrs_Forceflow900-F1: Biddle Air Convector Forceflow 900 | n/a | xBIM | Other | 38356 | n/a | n/a
Family and Type | info@theNBS.com | 2015-06-15T13:44:06 | Submitted | Component | NBS_BiddleAirSystemsLtd_FanCvctrs_Forceflow900-F1:Biddle Air Convector Forceflow 900:500640 | NBS_BiddleAirSystemsLtd_FanCvctrs_Forceflow900-F1: Biddle Air Convector Forceflow 900 | n/a | xBIM | Other | 38356 | n/a | n/a
Type | info@theNBS.com | 2015-06-15T13:44:06 | Submitted | Component | NBS_BiddleAirSystemsLtd_FanCvctrs_Forceflow900-F1:Biddle Air Convector Forceflow 900:500640 | NBS_BiddleAirSystemsLtd_FanCvctrs_Forceflow900-F1: Biddle Air Convector Forceflow 900 | n/a | xBIM | Other | 38356 | n/a | n/a
Type Id | info@theNBS.com | 2015-06-15T13:44:06 | Submitted | Component | NBS_BiddleAirSystemsLtd_FanCvctrs_Forceflow900-F1:Biddle Air Convector Forceflow 900:500640 | NBS_BiddleAirSystemsLtd_FanCvctrs_Forceflow900-F1: Biddle Air Convector Forceflow 900 | n/a | xBIM | Other | 38356 | n/a | n/a
InstallationDate | info@theNBS.com | 2015-06-15T13:44:06 | Submitted | Component | NBS_BiddleAirSystemsLtd_FanCvctrs_Forceflow900-F1:Biddle Air Convector Forceflow 900:500640 | 1900-12-31T23:59:59 | n/a | xBIM | Other | 38356 | n/a | n/a
WarrantyStartDate | info@theNBS.com | 2015-06-15T13:44:06 | Submitted | Component | NBS_BiddleAirSystemsLtd_FanCvctrs_Forceflow900-F1:Biddle Air Convector Forceflow 900:500640 | 1900-12-31T23:59:59 | n/a | xBIM | Other | 38356 | n/a | n/a
Phase Created | info@theNBS.com | 2015-06-15T13:44:06 | Submitted | Component | NBS_BiddleAirSystemsLtd_FanCvctrs_Forceflow900-F1:Biddle Air Convector Forceflow 900:500640 | New Construction | n/a | xBIM | Phasing | 38361 | n/a | n/a
AirFlowDirection | info@theNBS.com | 2015-06-15T13:44:06 | Submitted | Component | NBS_BiddleAirSystemsLtd_FanCvctrs_Forceflow900-F1:Biddle Air Convector Forceflow 900:500640 | TRUE | n/a | xBIM | Visibility | 38366 | n/a | n/a
ClearanceZone | info@theNBS.com | 2015-06-15T13:44:06 | Submitted | Component | NBS_BiddleAirSystemsLtd_FanCvctrs_Forceflow900-F1:Biddle Air Convector Forceflow 900:500640 | TRUE | n/a | xBIM | Visibility | 38366 | n/a | n/a
NumberOfPoles | info@theNBS.com | 2015-06-15T13:44:06 | Submitted | Component | NBS_BiddleAirSystemsLtd_FanCvctrs_Forceflow900-F1:Biddle Air Convector Forceflow 900:500751 | 0 | n/a | xBIM | Pset_ElectricalDeviceCommon | 38400 | n/a | n/a
HasProtectiveEarth | info@theNBS.com | 2015-06-15T13:44:06 | Submitted | Component | NBS_BiddleAirSystemsLtd_FanCvctrs_Forceflow900-F1:Biddle Air Convector Forceflow 900:500751 | n/a | n/a | xBIM | Pset_ElectricalDeviceCommon | 38400 | n/a | n/a
NominalCurrent | info@theNBS.com | 2015-06-15T13:44:06 | Submitted | Component | NBS_BiddleAirSystemsLtd_FanCvctrs_Forceflow900-F1:Biddle Air Convector Forceflow 900:500751 | 0 | n/a | xBIM | Pset_ElectricalDeviceCommon | 38400 | n/a | n/a
UsageCurrent | info@theNBS.com | 2015-06-15T13:44:06 | Submitted | Component | NBS_BiddleAirSystemsLtd_FanCvctrs_Forceflow900-F1:Biddle Air Convector Forceflow 900:500751 | 0 | n/a | xBIM | Pset_ElectricalDeviceCommon | 38400 | n/a | n/a
ElectricalDeviceNominalPower | info@theNBS.com | 2015-06-15T13:44:06 | Submitted | Component | NBS_BiddleAirSystemsLtd_FanCvctrs_Forceflow900-F1:Biddle Air Convector Forceflow 900:500751 | 0 | n/a | xBIM | Pset_ElectricalDeviceCommon | 38400 | n/a | n/a
PhaseReference | info@theNBS.com | 2015-06-15T13:44:06 | Submitted | Component | NBS_BiddleAirSystemsLtd_FanCvctrs_Forceflow900-F1:Biddle Air Convector Forceflow 900:500751 | n/a | n/a | xBIM | Pset_ElectricalDeviceCommon | 38400 | n/a | n/a
NominalFrequencyRange | info@theNBS.com | 2015-06-15T13:44:06 | Submitted | Component | NBS_BiddleAirSystemsLtd_FanCvctrs_Forceflow900-F1:Biddle Air Convector Forceflow 900:500751 | 50 | n/a | xBIM | Pset_ElectricalDeviceCommon | 38400 | n/a | n/a
IP_Code | info@theNBS.com | 2015-06-15T13:44:06 | Submitted | Component | NBS_BiddleAirSystemsLtd_FanCvctrs_Forceflow900-F1:Biddle Air Convector Forceflow 900:500751 | n/a | n/a | xBIM | Pset_ElectricalDeviceCommon | 38400 | n/a | n/a
InsulationStandardClass | info@theNBS.com | 2015-06-15T13:44:06 | Submitted | Component | NBS_BiddleAirSystemsLtd_FanCvctrs_Forceflow900-F1:Biddle Air Convector Forceflow 900:500751 | Unset | n/a | xBIM | Pset_ElectricalDeviceCommon | 38400 | n/a | n/a
NominalVoltage | info@theNBS.com | 2015-06-15T13:44:06 | Submitted | Component | NBS_BiddleAirSystemsLtd_FanCvctrs_Forceflow900-F1:Biddle Air Convector Forceflow 900:500751 | 22.2967 | n/a | xBIM | Pset_ElectricalDeviceCommon | 38400 | n/a | n/a
ModelReference | info@theNBS.com | 2015-06-15T13:44:06 | Submitted | Component | NBS_BiddleAirSystemsLtd_FanCvctrs_Forceflow900-F1:Biddle Air Convector Forceflow 900:500751 | Forceflow 900 F1 | n/a | xBIM | Pset_ManufacturerTypeInformation | 38404 | n/a | n/a
Manufacturer | info@theNBS.com | 2015-06-15T13:44:06 | Submitted | Component | NBS_BiddleAirSystemsLtd_FanCvctrs_Forceflow900-F1:Biddle Air Convector Forceflow 900:500751 | info@biddle-air.co.uk | n/a | xBIM | Pset_ManufacturerTypeInformation | 38404 | n/a | n/a
Reference | info@theNBS.com | 2015-06-15T13:44:06 | Submitted | Component | NBS_BiddleAirSystemsLtd_FanCvctrs_Forceflow900-F1:Biddle Air Convector Forceflow 900:500751 | Biddle Air Convector Forceflow 900 | n/a | xBIM | Pset_DistributionFlowElementCommon | 38406 | n/a | n/a
Level | info@theNBS.com | 2015-06-15T13:44:06 | Submitted | Component | NBS_BiddleAirSystemsLtd_FanCvctrs_Forceflow900-F1:Biddle Air Convector Forceflow 900:500751 | Level: 01 - Ground Floor | n/a | xBIM | Constraints | 38441 | n/a | n/a
Offset | info@theNBS.com | 2015-06-15T13:44:06 | Submitted | Component | NBS_BiddleAirSystemsLtd_FanCvctrs_Forceflow900-F1:Biddle Air Convector Forceflow 900:500751 | 0 | n/a | xBIM | Constraints | 38441 | n/a | n/a
Host | info@theNBS.com | 2015-06-15T13:44:06 | Submitted | Component | NBS_BiddleAirSystemsLtd_FanCvctrs_Forceflow900-F1:Biddle Air Convector Forceflow 900:500751 | Floor : Generic Concrete Floor | n/a | xBIM | Constraints | 38441 | n/a | n/a
LeftHandAssembly | info@theNBS.com | 2015-06-15T13:44:06 | Submitted | Component | NBS_BiddleAirSystemsLtd_FanCvctrs_Forceflow900-F1:Biddle Air Convector Forceflow 900:500751 | n/a | n/a | xBIM | Construction | 38446 | n/a | n/a
RightHandAssembly | info@theNBS.com | 2015-06-15T13:44:06 | Submitted | Component | NBS_BiddleAirSystemsLtd_FanCvctrs_Forceflow900-F1:Biddle Air Convector Forceflow 900:500751 | TRUE | n/a | xBIM | Construction | 38446 | n/a | n/a
CoilWaterPressureDrop | info@theNBS.com | 2015-06-15T13:44:06 | Submitted | Component | NBS_BiddleAirSystemsLtd_FanCvctrs_Forceflow900-F1:Biddle Air Convector Forceflow 900:500751 | 2.49 kPa | n/a | xBIM | Data | 38451 | n/a | n/a
FullLoadCurrent | info@theNBS.com | 2015-06-15T13:44:06 | Submitted | Component | NBS_BiddleAirSystemsLtd_FanCvctrs_Forceflow900-F1:Biddle Air Convector Forceflow 900:500751 | 0.38 A | n/a | xBIM | Data | 38451 | n/a | n/a
LeavingAirTemperature | info@theNBS.com | 2015-06-15T13:44:06 | Submitted | Component | NBS_BiddleAirSystemsLtd_FanCvctrs_Forceflow900-F1:Biddle Air Convector Forceflow 900:500751 | 63°C | n/a | xBIM | Data | 38451 | n/a | n/a
NoiseLevel | info@theNBS.com | 2015-06-15T13:44:06 | Submitted | Component | NBS_BiddleAirSystemsLtd_FanCvctrs_Forceflow900-F1:Biddle Air Convector Forceflow 900:500751 | 24 NR | n/a | xBIM | Data | 38451 | n/a | n/a
WaterFlowRate | info@theNBS.com | 2015-06-15T13:44:06 | Submitted | Component | NBS_BiddleAirSystemsLtd_FanCvctrs_Forceflow900-F1:Biddle Air Convector Forceflow 900:500751 | 0.15 kg/s | n/a | xBIM | Data | 38451 | n/a | n/a
Area | info@theNBS.com | 2015-06-15T13:44:06 | Submitted | Component | NBS_BiddleAirSystemsLtd_FanCvctrs_Forceflow900-F1:Biddle Air Convector Forceflow 900:500751 | 4.7728 | n/a | xBIM | Dimensions | 38456 | n/a | n/a
ElectricalConnectorPosition | info@theNBS.com | 2015-06-15T13:44:06 | Submitted | Component | NBS_BiddleAirSystemsLtd_FanCvctrs_Forceflow900-F1:Biddle Air Convector Forceflow 900:500751 | 0.096 | n/a | xBIM | Dimensions | 38456 | n/a | n/a
PipeConnectorPosition | info@theNBS.com | 2015-06-15T13:44:06 | Submitted | Component | NBS_BiddleAirSystemsLtd_FanCvctrs_Forceflow900-F1:Biddle Air Convector Forceflow 900:500751 | 1.209 | n/a | xBIM | Dimensions | 38456 | n/a | n/a
Volume | info@theNBS.com | 2015-06-15T13:44:06 | Submitted | Component | NBS_BiddleAirSystemsLtd_FanCvctrs_Forceflow900-F1:Biddle Air Convector Forceflow 900:500751 | 1.2089 | n/a | xBIM | Dimensions | 38456 | n/a | n/a
Circuit Number | info@theNBS.com | 2015-06-15T13:44:06 | Submitted | Component | NBS_BiddleAirSystemsLtd_FanCvctrs_Forceflow900-F1:Biddle Air Convector Forceflow 900:500751 | n/a | n/a | xBIM | Electrical - Loads | 38461 | n/a | n/a
Panel | info@theNBS.com | 2015-06-15T13:44:06 | Submitted | Component | NBS_BiddleAirSystemsLtd_FanCvctrs_Forceflow900-F1:Biddle Air Convector Forceflow 900:500751 | n/a | n/a | xBIM | Electrical - Loads | 38461 | n/a | n/a
DutyAirVolume | info@theNBS.com | 2015-06-15T13:44:06 | Submitted | Component | NBS_BiddleAirSystemsLtd_FanCvctrs_Forceflow900-F1:Biddle Air Convector Forceflow 900:500751 | 136 L/s | n/a | xBIM | Identity Data | 38466 | n/a | n/a
DutyOutput | info@theNBS.com | 2015-06-15T13:44:06 | Submitted | Component | NBS_BiddleAirSystemsLtd_FanCvctrs_Forceflow900-F1:Biddle Air Convector Forceflow 900:500751 | 7.08 kW | n/a | xBIM | Identity Data | 38466 | n/a | n/a
Mark | info@theNBS.com | 2015-06-15T13:44:06 | Submitted | Component | NBS_BiddleAirSystemsLtd_FanCvctrs_Forceflow900-F1:Biddle Air Convector Forceflow 900:500751 | 9 | n/a | xBIM | Identity Data | 38466 | n/a | n/a
FanSpeedHigh | info@theNBS.com | 2015-06-15T13:44:06 | Submitted | Component | NBS_BiddleAirSystemsLtd_FanCvctrs_Forceflow900-F1:Biddle Air Convector Forceflow 900:500751 | n/a | n/a | xBIM | Mechanical | 38471 | n/a | n/a
FanSpeedLow | info@theNBS.com | 2015-06-15T13:44:06 | Submitted | Component | NBS_BiddleAirSystemsLtd_FanCvctrs_Forceflow900-F1:Biddle Air Convector Forceflow 900:500751 | TRUE | n/a | xBIM | Mechanical | 38471 | n/a | n/a
FanSpeedMedium | info@theNBS.com | 2015-06-15T13:44:06 | Submitted | Component | NBS_BiddleAirSystemsLtd_FanCvctrs_Forceflow900-F1:Biddle Air Convector Forceflow 900:500751 | n/a | n/a | xBIM | Mechanical | 38471 | n/a | n/a
System Name | info@theNBS.com | 2015-06-15T13:44:06 | Submitted | Component | NBS_BiddleAirSystemsLtd_FanCvctrs_Forceflow900-F1:Biddle Air Convector Forceflow 900:500751 | n/a | n/a | xBIM | Mechanical | 38471 | n/a | n/a
System Classification | info@theNBS.com | 2015-06-15T13:44:06 | Submitted | Component | NBS_BiddleAirSystemsLtd_FanCvctrs_Forceflow900-F1:Biddle Air Convector Forceflow 900:500751 | Power,Hydronic Supply | n/a | xBIM | Mechanical | 38471 | n/a | n/a
AssetIdentifier | info@theNBS.com | 2015-06-15T13:44:06 | Submitted | Component | NBS_BiddleAirSystemsLtd_FanCvctrs_Forceflow900-F1:Biddle Air Convector Forceflow 900:500751 | n/a | n/a | xBIM | Other | 38476 | n/a | n/a
BarCode | info@theNBS.com | 2015-06-15T13:44:06 | Submitted | Component | NBS_BiddleAirSystemsLtd_FanCvctrs_Forceflow900-F1:Biddle Air Convector Forceflow 900:500751 | n/a | n/a | xBIM | Other | 38476 | n/a | n/a
SerialNumber | info@theNBS.com | 2015-06-15T13:44:06 | Submitted | Component | NBS_BiddleAirSystemsLtd_FanCvctrs_Forceflow900-F1:Biddle Air Convector Forceflow 900:500751 | n/a | n/a | xBIM | Other | 38476 | n/a | n/a
TagNumber | info@theNBS.com | 2015-06-15T13:44:06 | Submitted | Component | NBS_BiddleAirSystemsLtd_FanCvctrs_Forceflow900-F1:Biddle Air Convector Forceflow 900:500751 | n/a | n/a | xBIM | Other | 38476 | n/a | n/a
Category | info@theNBS.com | 2015-06-15T13:44:06 | Submitted | Component | NBS_BiddleAirSystemsLtd_FanCvctrs_Forceflow900-F1:Biddle Air Convector Forceflow 900:500751 | Mechanical Equipment | n/a | xBIM | Other | 38476 | n/a | n/a
Family | info@theNBS.com | 2015-06-15T13:44:06 | Submitted | Component | NBS_BiddleAirSystemsLtd_FanCvctrs_Forceflow900-F1:Biddle Air Convector Forceflow 900:500751 | NBS_BiddleAirSystemsLtd_FanCvctrs_Forceflow900-F1: Biddle Air Convector Forceflow 900 | n/a | xBIM | Other | 38476 | n/a | n/a
Family and Type | info@theNBS.com | 2015-06-15T13:44:06 | Submitted | Component | NBS_BiddleAirSystemsLtd_FanCvctrs_Forceflow900-F1:Biddle Air Convector Forceflow 900:500751 | NBS_BiddleAirSystemsLtd_FanCvctrs_Forceflow900-F1: Biddle Air Convector Forceflow 900 | n/a | xBIM | Other | 38476 | n/a | n/a
Type | info@theNBS.com | 2015-06-15T13:44:06 | Submitted | Component | NBS_BiddleAirSystemsLtd_FanCvctrs_Forceflow900-F1:Biddle Air Convector Forceflow 900:500751 | NBS_BiddleAirSystemsLtd_FanCvctrs_Forceflow900-F1: Biddle Air Convector Forceflow 900 | n/a | xBIM | Other | 38476 | n/a | n/a
Type Id | info@theNBS.com | 2015-06-15T13:44:06 | Submitted | Component | NBS_BiddleAirSystemsLtd_FanCvctrs_Forceflow900-F1:Biddle Air Convector Forceflow 900:500751 | NBS_BiddleAirSystemsLtd_FanCvctrs_Forceflow900-F1: Biddle Air Convector Forceflow 900 | n/a | xBIM | Other | 38476 | n/a | n/a
InstallationDate | info@theNBS.com | 2015-06-15T13:44:06 | Submitted | Component | NBS_BiddleAirSystemsLtd_FanCvctrs_Forceflow900-F1:Biddle Air Convector Forceflow 900:500751 | 1900-12-31T23:59:59 | n/a | xBIM | Other | 38476 | n/a | n/a
WarrantyStartDate | info@theNBS.com | 2015-06-15T13:44:06 | Submitted | Component | NBS_BiddleAirSystemsLtd_FanCvctrs_Forceflow900-F1:Biddle Air Convector Forceflow 900:500751 | 1900-12-31T23:59:59 | n/a | xBIM | Other | 38476 | n/a | n/a
Phase Created | info@theNBS.com | 2015-06-15T13:44:06 | Submitted | Component | NBS_BiddleAirSystemsLtd_FanCvctrs_Forceflow900-F1:Biddle Air Convector Forceflow 900:500751 | New Construction | n/a | xBIM | Phasing | 38481 | n/a | n/a
AirFlowDirection | info@theNBS.com | 2015-06-15T13:44:06 | Submitted | Component | NBS_BiddleAirSystemsLtd_FanCvctrs_Forceflow900-F1:Biddle Air Convector Forceflow 900:500751 | TRUE | n/a | xBIM | Visibility | 38486 | n/a | n/a
ClearanceZone | info@theNBS.com | 2015-06-15T13:44:06 | Submitted | Component | NBS_BiddleAirSystemsLtd_FanCvctrs_Forceflow900-F1:Biddle Air Convector Forceflow 900:500751 | TRUE | n/a | xBIM | Visibility | 38486 | n/a | n/a
NumberOfPoles | info@theNBS.com | 2015-06-15T13:44:06 | Submitted | Component | NBS_BiddleAirSystemsLtd_FanCvctrs_Forceflow900-F1:Biddle Air Convector Forceflow 900:500814 | 0 | n/a | xBIM | Pset_ElectricalDeviceCommon | 38519 | n/a | n/a
HasProtectiveEarth | info@theNBS.com | 2015-06-15T13:44:06 | Submitted | Component | NBS_BiddleAirSystemsLtd_FanCvctrs_Forceflow900-F1:Biddle Air Convector Forceflow 900:500814 | n/a | n/a | xBIM | Pset_ElectricalDeviceCommon | 38519 | n/a | n/a
NominalCurrent | info@theNBS.com | 2015-06-15T13:44:06 | Submitted | Component | NBS_BiddleAirSystemsLtd_FanCvctrs_Forceflow900-F1:Biddle Air Convector Forceflow 900:500814 | 0 | n/a | xBIM | Pset_ElectricalDeviceCommon | 38519 | n/a | n/a
UsageCurrent | info@theNBS.com | 2015-06-15T13:44:06 | Submitted | Component | NBS_BiddleAirSystemsLtd_FanCvctrs_Forceflow900-F1:Biddle Air Convector Forceflow 900:500814 | 0 | n/a | xBIM | Pset_ElectricalDeviceCommon | 38519 | n/a | n/a
ElectricalDeviceNominalPower | info@theNBS.com | 2015-06-15T13:44:06 | Submitted | Component | NBS_BiddleAirSystemsLtd_FanCvctrs_Forceflow900-F1:Biddle Air Convector Forceflow 900:500814 | 0 | n/a | xBIM | Pset_ElectricalDeviceCommon | 38519 | n/a | n/a
PhaseReference | info@theNBS.com | 2015-06-15T13:44:06 | Submitted | Component | NBS_BiddleAirSystemsLtd_FanCvctrs_Forceflow900-F1:Biddle Air Convector Forceflow 900:500814 | n/a | n/a | xBIM | Pset_ElectricalDeviceCommon | 38519 | n/a | n/a
NominalFrequencyRange | info@theNBS.com | 2015-06-15T13:44:06 | Submitted | Component | NBS_BiddleAirSystemsLtd_FanCvctrs_Forceflow900-F1:Biddle Air Convector Forceflow 900:500814 | 50 | n/a | xBIM | Pset_ElectricalDeviceCommon | 38519 | n/a | n/a
IP_Code | info@theNBS.com | 2015-06-15T13:44:06 | Submitted | Component | NBS_BiddleAirSystemsLtd_FanCvctrs_Forceflow900-F1:Biddle Air Convector Forceflow 900:500814 | n/a | n/a | xBIM | Pset_ElectricalDeviceCommon | 38519 | n/a | n/a
InsulationStandardClass | info@theNBS.com | 2015-06-15T13:44:06 | Submitted | Component | NBS_BiddleAirSystemsLtd_FanCvctrs_Forceflow900-F1:Biddle Air Convector Forceflow 900:500814 | Unset | n/a | xBIM | Pset_ElectricalDeviceCommon | 38519 | n/a | n/a
NominalVoltage | info@theNBS.com | 2015-06-15T13:44:06 | Submitted | Component | NBS_BiddleAirSystemsLtd_FanCvctrs_Forceflow900-F1:Biddle Air Convector Forceflow 900:500814 | 22.2967 | n/a | xBIM | Pset_ElectricalDeviceCommon | 38519 | n/a | n/a
ModelReference | info@theNBS.com | 2015-06-15T13:44:06 | Submitted | Component | NBS_BiddleAirSystemsLtd_FanCvctrs_Forceflow900-F1:Biddle Air Convector Forceflow 900:500814 | Forceflow 900 F1 | n/a | xBIM | Pset_ManufacturerTypeInformation | 38523 | n/a | n/a
Manufacturer | info@theNBS.com | 2015-06-15T13:44:06 | Submitted | Component | NBS_BiddleAirSystemsLtd_FanCvctrs_Forceflow900-F1:Biddle Air Convector Forceflow 900:500814 | info@biddle-air.co.uk | n/a | xBIM | Pset_ManufacturerTypeInformation | 38523 | n/a | n/a
Reference | info@theNBS.com | 2015-06-15T13:44:06 | Submitted | Component | NBS_BiddleAirSystemsLtd_FanCvctrs_Forceflow900-F1:Biddle Air Convector Forceflow 900:500814 | Biddle Air Convector Forceflow 900 | n/a | xBIM | Pset_DistributionFlowElementCommon | 38525 | n/a | n/a
Level | info@theNBS.com | 2015-06-15T13:44:06 | Submitted | Component | NBS_BiddleAirSystemsLtd_FanCvctrs_Forceflow900-F1:Biddle Air Convector Forceflow 900:500814 | Level: 01 - Ground Floor | n/a | xBIM | Constraints | 38560 | n/a | n/a
Offset | info@theNBS.com | 2015-06-15T13:44:06 | Submitted | Component | NBS_BiddleAirSystemsLtd_FanCvctrs_Forceflow900-F1:Biddle Air Convector Forceflow 900:500814 | 0 | n/a | xBIM | Constraints | 38560 | n/a | n/a
Host | info@theNBS.com | 2015-06-15T13:44:06 | Submitted | Component | NBS_BiddleAirSystemsLtd_FanCvctrs_Forceflow900-F1:Biddle Air Convector Forceflow 900:500814 | Floor : Generic Concrete Floor | n/a | xBIM | Constraints | 38560 | n/a | n/a
LeftHandAssembly | info@theNBS.com | 2015-06-15T13:44:06 | Submitted | Component | NBS_BiddleAirSystemsLtd_FanCvctrs_Forceflow900-F1:Biddle Air Convector Forceflow 900:500814 | n/a | n/a | xBIM | Construction | 38565 | n/a | n/a
RightHandAssembly | info@theNBS.com | 2015-06-15T13:44:06 | Submitted | Component | NBS_BiddleAirSystemsLtd_FanCvctrs_Forceflow900-F1:Biddle Air Convector Forceflow 900:500814 | TRUE | n/a | xBIM | Construction | 38565 | n/a | n/a
CoilWaterPressureDrop | info@theNBS.com | 2015-06-15T13:44:06 | Submitted | Component | NBS_BiddleAirSystemsLtd_FanCvctrs_Forceflow900-F1:Biddle Air Convector Forceflow 900:500814 | 2.49 kPa | n/a | xBIM | Data | 38570 | n/a | n/a
FullLoadCurrent | info@theNBS.com | 2015-06-15T13:44:06 | Submitted | Component | NBS_BiddleAirSystemsLtd_FanCvctrs_Forceflow900-F1:Biddle Air Convector Forceflow 900:500814 | 0.38 A | n/a | xBIM | Data | 38570 | n/a | n/a
LeavingAirTemperature | info@theNBS.com | 2015-06-15T13:44:06 | Submitted | Component | NBS_BiddleAirSystemsLtd_FanCvctrs_Forceflow900-F1:Biddle Air Convector Forceflow 900:500814 | 63°C | n/a | xBIM | Data | 38570 | n/a | n/a
NoiseLevel | info@theNBS.com | 2015-06-15T13:44:06 | Submitted | Component | NBS_BiddleAirSystemsLtd_FanCvctrs_Forceflow900-F1:Biddle Air Convector Forceflow 900:500814 | 24 NR | n/a | xBIM | Data | 38570 | n/a | n/a
WaterFlowRate | info@theNBS.com | 2015-06-15T13:44:06 | Submitted | Component | NBS_BiddleAirSystemsLtd_FanCvctrs_Forceflow900-F1:Biddle Air Convector Forceflow 900:500814 | 0.15 kg/s | n/a | xBIM | Data | 38570 | n/a | n/a
Area | info@theNBS.com | 2015-06-15T13:44:06 | Submitted | Component | NBS_BiddleAirSystemsLtd_FanCvctrs_Forceflow900-F1:Biddle Air Convector Forceflow 900:500814 | 4.7728 | n/a | xBIM | Dimensions | 38575 | n/a | n/a
ElectricalConnectorPosition | info@theNBS.com | 2015-06-15T13:44:06 | Submitted | Component | NBS_BiddleAirSystemsLtd_FanCvctrs_Forceflow900-F1:Biddle Air Convector Forceflow 900:500814 | 0.096 | n/a | xBIM | Dimensions | 38575 | n/a | n/a
PipeConnectorPosition | info@theNBS.com | 2015-06-15T13:44:06 | Submitted | Component | NBS_BiddleAirSystemsLtd_FanCvctrs_Forceflow900-F1:Biddle Air Convector Forceflow 900:500814 | 1.209 | n/a | xBIM | Dimensions | 38575 | n/a | n/a
Volume | info@theNBS.com | 2015-06-15T13:44:06 | Submitted | Component | NBS_BiddleAirSystemsLtd_FanCvctrs_Forceflow900-F1:Biddle Air Convector Forceflow 900:500814 | 1.2089 | n/a | xBIM | Dimensions | 38575 | n/a | n/a
Circuit Number | info@theNBS.com | 2015-06-15T13:44:06 | Submitted | Component | NBS_BiddleAirSystemsLtd_FanCvctrs_Forceflow900-F1:Biddle Air Convector Forceflow 900:500814 | n/a | n/a | xBIM | Electrical - Loads | 38580 | n/a | n/a
Panel | info@theNBS.com | 2015-06-15T13:44:06 | Submitted | Component | NBS_BiddleAirSystemsLtd_FanCvctrs_Forceflow900-F1:Biddle Air Convector Forceflow 900:500814 | n/a | n/a | xBIM | Electrical - Loads | 38580 | n/a | n/a
DutyAirVolume | info@theNBS.com | 2015-06-15T13:44:06 | Submitted | Component | NBS_BiddleAirSystemsLtd_FanCvctrs_Forceflow900-F1:Biddle Air Convector Forceflow 900:500814 | 136 L/s | n/a | xBIM | Identity Data | 38585 | n/a | n/a
DutyOutput | info@theNBS.com | 2015-06-15T13:44:06 | Submitted | Component | NBS_BiddleAirSystemsLtd_FanCvctrs_Forceflow900-F1:Biddle Air Convector Forceflow 900:500814 | 7.08 kW | n/a | xBIM | Identity Data | 38585 | n/a | n/a
Mark | info@theNBS.com | 2015-06-15T13:44:06 | Submitted | Component | NBS_BiddleAirSystemsLtd_FanCvctrs_Forceflow900-F1:Biddle Air Convector Forceflow 900:500814 | 10 | n/a | xBIM | Identity Data | 38585 | n/a | n/a
FanSpeedHigh | info@theNBS.com | 2015-06-15T13:44:06 | Submitted | Component | NBS_BiddleAirSystemsLtd_FanCvctrs_Forceflow900-F1:Biddle Air Convector Forceflow 900:500814 | n/a | n/a | xBIM | Mechanical | 38590 | n/a | n/a
FanSpeedLow | info@theNBS.com | 2015-06-15T13:44:06 | Submitted | Component | NBS_BiddleAirSystemsLtd_FanCvctrs_Forceflow900-F1:Biddle Air Convector Forceflow 900:500814 | TRUE | n/a | xBIM | Mechanical | 38590 | n/a | n/a
FanSpeedMedium | info@theNBS.com | 2015-06-15T13:44:06 | Submitted | Component | NBS_BiddleAirSystemsLtd_FanCvctrs_Forceflow900-F1:Biddle Air Convector Forceflow 900:500814 | n/a | n/a | xBIM | Mechanical | 38590 | n/a | n/a
System Name | info@theNBS.com | 2015-06-15T13:44:06 | Submitted | Component | NBS_BiddleAirSystemsLtd_FanCvctrs_Forceflow900-F1:Biddle Air Convector Forceflow 900:500814 | n/a | n/a | xBIM | Mechanical | 38590 | n/a | n/a
System Classification | info@theNBS.com | 2015-06-15T13:44:06 | Submitted | Component | NBS_BiddleAirSystemsLtd_FanCvctrs_Forceflow900-F1:Biddle Air Convector Forceflow 900:500814 | Power,Hydronic Supply | n/a | xBIM | Mechanical | 38590 | n/a | n/a
AssetIdentifier | info@theNBS.com | 2015-06-15T13:44:06 | Submitted | Component | NBS_BiddleAirSystemsLtd_FanCvctrs_Forceflow900-F1:Biddle Air Convector Forceflow 900:500814 | n/a | n/a | xBIM | Other | 38595 | n/a | n/a
BarCode | info@theNBS.com | 2015-06-15T13:44:06 | Submitted | Component | NBS_BiddleAirSystemsLtd_FanCvctrs_Forceflow900-F1:Biddle Air Convector Forceflow 900:500814 | n/a | n/a | xBIM | Other | 38595 | n/a | n/a
SerialNumber | info@theNBS.com | 2015-06-15T13:44:06 | Submitted | Component | NBS_BiddleAirSystemsLtd_FanCvctrs_Forceflow900-F1:Biddle Air Convector Forceflow 900:500814 | n/a | n/a | xBIM | Other | 38595 | n/a | n/a
TagNumber | info@theNBS.com | 2015-06-15T13:44:06 | Submitted | Component | NBS_BiddleAirSystemsLtd_FanCvctrs_Forceflow900-F1:Biddle Air Convector Forceflow 900:500814 | n/a | n/a | xBIM | Other | 38595 | n/a | n/a
Category | info@theNBS.com | 2015-06-15T13:44:06 | Submitted | Component | NBS_BiddleAirSystemsLtd_FanCvctrs_Forceflow900-F1:Biddle Air Convector Forceflow 900:500814 | Mechanical Equipment | n/a | xBIM | Other | 38595 | n/a | n/a
Family | info@theNBS.com | 2015-06-15T13:44:06 | Submitted | Component | NBS_BiddleAirSystemsLtd_FanCvctrs_Forceflow900-F1:Biddle Air Convector Forceflow 900:500814 | NBS_BiddleAirSystemsLtd_FanCvctrs_Forceflow900-F1: Biddle Air Convector Forceflow 900 | n/a | xBIM | Other | 38595 | n/a | n/a
Family and Type | info@theNBS.com | 2015-06-15T13:44:06 | Submitted | Component | NBS_BiddleAirSystemsLtd_FanCvctrs_Forceflow900-F1:Biddle Air Convector Forceflow 900:500814 | NBS_BiddleAirSystemsLtd_FanCvctrs_Forceflow900-F1: Biddle Air Convector Forceflow 900 | n/a | xBIM | Other | 38595 | n/a | n/a
Type | info@theNBS.com | 2015-06-15T13:44:06 | Submitted | Component | NBS_BiddleAirSystemsLtd_FanCvctrs_Forceflow900-F1:Biddle Air Convector Forceflow 900:500814 | NBS_BiddleAirSystemsLtd_FanCvctrs_Forceflow900-F1: Biddle Air Convector Forceflow 900 | n/a | xBIM | Other | 38595 | n/a | n/a
Type Id | info@theNBS.com | 2015-06-15T13:44:06 | Submitted | Component | NBS_BiddleAirSystemsLtd_FanCvctrs_Forceflow900-F1:Biddle Air Convector Forceflow 900:500814 | NBS_BiddleAirSystemsLtd_FanCvctrs_Forceflow900-F1: Biddle Air Convector Forceflow 900 | n/a | xBIM | Other | 38595 | n/a | n/a
InstallationDate | info@theNBS.com | 2015-06-15T13:44:06 | Submitted | Component | NBS_BiddleAirSystemsLtd_FanCvctrs_Forceflow900-F1:Biddle Air Convector Forceflow 900:500814 | 1900-12-31T23:59:59 | n/a | xBIM | Other | 38595 | n/a | n/a
WarrantyStartDate | info@theNBS.com | 2015-06-15T13:44:06 | Submitted | Component | NBS_BiddleAirSystemsLtd_FanCvctrs_Forceflow900-F1:Biddle Air Convector Forceflow 900:500814 | 1900-12-31T23:59:59 | n/a | xBIM | Other | 38595 | n/a | n/a
Phase Created | info@theNBS.com | 2015-06-15T13:44:06 | Submitted | Component | NBS_BiddleAirSystemsLtd_FanCvctrs_Forceflow900-F1:Biddle Air Convector Forceflow 900:500814 | New Construction | n/a | xBIM | Phasing | 38600 | n/a | n/a
AirFlowDirection | info@theNBS.com | 2015-06-15T13:44:06 | Submitted | Component | NBS_BiddleAirSystemsLtd_FanCvctrs_Forceflow900-F1:Biddle Air Convector Forceflow 900:500814 | TRUE | n/a | xBIM | Visibility | 38605 | n/a | n/a
ClearanceZone | info@theNBS.com | 2015-06-15T13:44:06 | Submitted | Component | NBS_BiddleAirSystemsLtd_FanCvctrs_Forceflow900-F1:Biddle Air Convector Forceflow 900:500814 | TRUE | n/a | xBIM | Visibility | 38605 | n/a | n/a
NumberOfPoles | info@theNBS.com | 2015-06-15T13:44:06 | Submitted | Component | NBS_BiddleAirSystemsLtd_FanCvctrs_Forceflow900-F1:Biddle Air Convector Forceflow 900:502042 | 0 | n/a | xBIM | Pset_ElectricalDeviceCommon | 38724 | n/a | n/a
HasProtectiveEarth | info@theNBS.com | 2015-06-15T13:44:06 | Submitted | Component | NBS_BiddleAirSystemsLtd_FanCvctrs_Forceflow900-F1:Biddle Air Convector Forceflow 900:502042 | n/a | n/a | xBIM | Pset_ElectricalDeviceCommon | 38724 | n/a | n/a
NominalCurrent | info@theNBS.com | 2015-06-15T13:44:06 | Submitted | Component | NBS_BiddleAirSystemsLtd_FanCvctrs_Forceflow900-F1:Biddle Air Convector Forceflow 900:502042 | 0 | n/a | xBIM | Pset_ElectricalDeviceCommon | 38724 | n/a | n/a
UsageCurrent | info@theNBS.com | 2015-06-15T13:44:06 | Submitted | Component | NBS_BiddleAirSystemsLtd_FanCvctrs_Forceflow900-F1:Biddle Air Convector Forceflow 900:502042 | 0 | n/a | xBIM | Pset_ElectricalDeviceCommon | 38724 | n/a | n/a
ElectricalDeviceNominalPower | info@theNBS.com | 2015-06-15T13:44:06 | Submitted | Component | NBS_BiddleAirSystemsLtd_FanCvctrs_Forceflow900-F1:Biddle Air Convector Forceflow 900:502042 | 0 | n/a | xBIM | Pset_ElectricalDeviceCommon | 38724 | n/a | n/a
PhaseReference | info@theNBS.com | 2015-06-15T13:44:06 | Submitted | Component | NBS_BiddleAirSystemsLtd_FanCvctrs_Forceflow900-F1:Biddle Air Convector Forceflow 900:502042 | n/a | n/a | xBIM | Pset_ElectricalDeviceCommon | 38724 | n/a | n/a
NominalFrequencyRange | info@theNBS.com | 2015-06-15T13:44:06 | Submitted | Component | NBS_BiddleAirSystemsLtd_FanCvctrs_Forceflow900-F1:Biddle Air Convector Forceflow 900:502042 | 50 | n/a | xBIM | Pset_ElectricalDeviceCommon | 38724 | n/a | n/a
IP_Code | info@theNBS.com | 2015-06-15T13:44:06 | Submitted | Component | NBS_BiddleAirSystemsLtd_FanCvctrs_Forceflow900-F1:Biddle Air Convector Forceflow 900:502042 | n/a | n/a | xBIM | Pset_ElectricalDeviceCommon | 38724 | n/a | n/a
InsulationStandardClass | info@theNBS.com | 2015-06-15T13:44:06 | Submitted | Component | NBS_BiddleAirSystemsLtd_FanCvctrs_Forceflow900-F1:Biddle Air Convector Forceflow 900:502042 | Unset | n/a | xBIM | Pset_ElectricalDeviceCommon | 38724 | n/a | n/a
NominalVoltage | info@theNBS.com | 2015-06-15T13:44:06 | Submitted | Component | NBS_BiddleAirSystemsLtd_FanCvctrs_Forceflow900-F1:Biddle Air Convector Forceflow 900:502042 | 22.2967 | n/a | xBIM | Pset_ElectricalDeviceCommon | 38724 | n/a | n/a
ModelReference | info@theNBS.com | 2015-06-15T13:44:06 | Submitted | Component | NBS_BiddleAirSystemsLtd_FanCvctrs_Forceflow900-F1:Biddle Air Convector Forceflow 900:502042 | Forceflow 900 F1 | n/a | xBIM | Pset_ManufacturerTypeInformation | 38728 | n/a | n/a
Manufacturer | info@theNBS.com | 2015-06-15T13:44:06 | Submitted | Component | NBS_BiddleAirSystemsLtd_FanCvctrs_Forceflow900-F1:Biddle Air Convector Forceflow 900:502042 | info@biddle-air.co.uk | n/a | xBIM | Pset_ManufacturerTypeInformation | 38728 | n/a | n/a
Reference | info@theNBS.com | 2015-06-15T13:44:06 | Submitted | Component | NBS_BiddleAirSystemsLtd_FanCvctrs_Forceflow900-F1:Biddle Air Convector Forceflow 900:502042 | Biddle Air Convector Forceflow 900 | n/a | xBIM | Pset_DistributionFlowElementCommon | 38730 | n/a | n/a
Level | info@theNBS.com | 2015-06-15T13:44:06 | Submitted | Component | NBS_BiddleAirSystemsLtd_FanCvctrs_Forceflow900-F1:Biddle Air Convector Forceflow 900:502042 | Level: 01 - Ground Floor | n/a | xBIM | Constraints | 38765 | n/a | n/a
Offset | info@theNBS.com | 2015-06-15T13:44:06 | Submitted | Component | NBS_BiddleAirSystemsLtd_FanCvctrs_Forceflow900-F1:Biddle Air Convector Forceflow 900:502042 | 0 | n/a | xBIM | Constraints | 38765 | n/a | n/a
Host | info@theNBS.com | 2015-06-15T13:44:06 | Submitted | Component | NBS_BiddleAirSystemsLtd_FanCvctrs_Forceflow900-F1:Biddle Air Convector Forceflow 900:502042 | Floor : Generic Concrete Floor | n/a | xBIM | Constraints | 38765 | n/a | n/a
LeftHandAssembly | info@theNBS.com | 2015-06-15T13:44:06 | Submitted | Component | NBS_BiddleAirSystemsLtd_FanCvctrs_Forceflow900-F1:Biddle Air Convector Forceflow 900:502042 | n/a | n/a | xBIM | Construction | 38770 | n/a | n/a
RightHandAssembly | info@theNBS.com | 2015-06-15T13:44:06 | Submitted | Component | NBS_BiddleAirSystemsLtd_FanCvctrs_Forceflow900-F1:Biddle Air Convector Forceflow 900:502042 | TRUE | n/a | xBIM | Construction | 38770 | n/a | n/a
CoilWaterPressureDrop | info@theNBS.com | 2015-06-15T13:44:06 | Submitted | Component | NBS_BiddleAirSystemsLtd_FanCvctrs_Forceflow900-F1:Biddle Air Convector Forceflow 900:502042 | 2.49 kPa | n/a | xBIM | Data | 38775 | n/a | n/a
FullLoadCurrent | info@theNBS.com | 2015-06-15T13:44:06 | Submitted | Component | NBS_BiddleAirSystemsLtd_FanCvctrs_Forceflow900-F1:Biddle Air Convector Forceflow 900:502042 | 0.38 A | n/a | xBIM | Data | 38775 | n/a | n/a
LeavingAirTemperature | info@theNBS.com | 2015-06-15T13:44:06 | Submitted | Component | NBS_BiddleAirSystemsLtd_FanCvctrs_Forceflow900-F1:Biddle Air Convector Forceflow 900:502042 | 63°C | n/a | xBIM | Data | 38775 | n/a | n/a
NoiseLevel | info@theNBS.com | 2015-06-15T13:44:06 | Submitted | Component | NBS_BiddleAirSystemsLtd_FanCvctrs_Forceflow900-F1:Biddle Air Convector Forceflow 900:502042 | 24 NR | n/a | xBIM | Data | 38775 | n/a | n/a
WaterFlowRate | info@theNBS.com | 2015-06-15T13:44:06 | Submitted | Component | NBS_BiddleAirSystemsLtd_FanCvctrs_Forceflow900-F1:Biddle Air Convector Forceflow 900:502042 | 0.15 kg/s | n/a | xBIM | Data | 38775 | n/a | n/a
Area | info@theNBS.com | 2015-06-15T13:44:06 | Submitted | Component | NBS_BiddleAirSystemsLtd_FanCvctrs_Forceflow900-F1:Biddle Air Convector Forceflow 900:502042 | 4.7728 | n/a | xBIM | Dimensions | 38780 | n/a | n/a
ElectricalConnectorPosition | info@theNBS.com | 2015-06-15T13:44:06 | Submitted | Component | NBS_BiddleAirSystemsLtd_FanCvctrs_Forceflow900-F1:Biddle Air Convector Forceflow 900:502042 | 0.096 | n/a | xBIM | Dimensions | 38780 | n/a | n/a
PipeConnectorPosition | info@theNBS.com | 2015-06-15T13:44:06 | Submitted | Component | NBS_BiddleAirSystemsLtd_FanCvctrs_Forceflow900-F1:Biddle Air Convector Forceflow 900:502042 | 1.209 | n/a | xBIM | Dimensions | 38780 | n/a | n/a
Volume | info@theNBS.com | 2015-06-15T13:44:06 | Submitted | Component | NBS_BiddleAirSystemsLtd_FanCvctrs_Forceflow900-F1:Biddle Air Convector Forceflow 900:502042 | 1.2089 | n/a | xBIM | Dimensions | 38780 | n/a | n/a
Circuit Number | info@theNBS.com | 2015-06-15T13:44:06 | Submitted | Component | NBS_BiddleAirSystemsLtd_FanCvctrs_Forceflow900-F1:Biddle Air Convector Forceflow 900:502042 | n/a | n/a | xBIM | Electrical - Loads | 38785 | n/a | n/a
Panel | info@theNBS.com | 2015-06-15T13:44:06 | Submitted | Component | NBS_BiddleAirSystemsLtd_FanCvctrs_Forceflow900-F1:Biddle Air Convector Forceflow 900:502042 | n/a | n/a | xBIM | Electrical - Loads | 38785 | n/a | n/a
DutyAirVolume | info@theNBS.com | 2015-06-15T13:44:06 | Submitted | Component | NBS_BiddleAirSystemsLtd_FanCvctrs_Forceflow900-F1:Biddle Air Convector Forceflow 900:502042 | 136 L/s | n/a | xBIM | Identity Data | 38790 | n/a | n/a
DutyOutput | info@theNBS.com | 2015-06-15T13:44:06 | Submitted | Component | NBS_BiddleAirSystemsLtd_FanCvctrs_Forceflow900-F1:Biddle Air Convector Forceflow 900:502042 | 7.08 kW | n/a | xBIM | Identity Data | 38790 | n/a | n/a
Mark | info@theNBS.com | 2015-06-15T13:44:06 | Submitted | Component | NBS_BiddleAirSystemsLtd_FanCvctrs_Forceflow900-F1:Biddle Air Convector Forceflow 900:502042 | 11 | n/a | xBIM | Identity Data | 38790 | n/a | n/a
FanSpeedHigh | info@theNBS.com | 2015-06-15T13:44:06 | Submitted | Component | NBS_BiddleAirSystemsLtd_FanCvctrs_Forceflow900-F1:Biddle Air Convector Forceflow 900:502042 | n/a | n/a | xBIM | Mechanical | 38795 | n/a | n/a
FanSpeedLow | info@theNBS.com | 2015-06-15T13:44:06 | Submitted | Component | NBS_BiddleAirSystemsLtd_FanCvctrs_Forceflow900-F1:Biddle Air Convector Forceflow 900:502042 | TRUE | n/a | xBIM | Mechanical | 38795 | n/a | n/a
FanSpeedMedium | info@theNBS.com | 2015-06-15T13:44:06 | Submitted | Component | NBS_BiddleAirSystemsLtd_FanCvctrs_Forceflow900-F1:Biddle Air Convector Forceflow 900:502042 | n/a | n/a | xBIM | Mechanical | 38795 | n/a | n/a
System Name | info@theNBS.com | 2015-06-15T13:44:06 | Submitted | Component | NBS_BiddleAirSystemsLtd_FanCvctrs_Forceflow900-F1:Biddle Air Convector Forceflow 900:502042 | n/a | n/a | xBIM | Mechanical | 38795 | n/a | n/a
System Classification | info@theNBS.com | 2015-06-15T13:44:06 | Submitted | Component | NBS_BiddleAirSystemsLtd_FanCvctrs_Forceflow900-F1:Biddle Air Convector Forceflow 900:502042 | Power,Hydronic Supply | n/a | xBIM | Mechanical | 38795 | n/a | n/a
AssetIdentifier | info@theNBS.com | 2015-06-15T13:44:06 | Submitted | Component | NBS_BiddleAirSystemsLtd_FanCvctrs_Forceflow900-F1:Biddle Air Convector Forceflow 900:502042 | n/a | n/a | xBIM | Other | 38800 | n/a | n/a
BarCode | info@theNBS.com | 2015-06-15T13:44:06 | Submitted | Component | NBS_BiddleAirSystemsLtd_FanCvctrs_Forceflow900-F1:Biddle Air Convector Forceflow 900:502042 | n/a | n/a | xBIM | Other | 38800 | n/a | n/a
SerialNumber | info@theNBS.com | 2015-06-15T13:44:06 | Submitted | Component | NBS_BiddleAirSystemsLtd_FanCvctrs_Forceflow900-F1:Biddle Air Convector Forceflow 900:502042 | n/a | n/a | xBIM | Other | 38800 | n/a | n/a
TagNumber | info@theNBS.com | 2015-06-15T13:44:06 | Submitted | Component | NBS_BiddleAirSystemsLtd_FanCvctrs_Forceflow900-F1:Biddle Air Convector Forceflow 900:502042 | n/a | n/a | xBIM | Other | 38800 | n/a | n/a
Category | info@theNBS.com | 2015-06-15T13:44:06 | Submitted | Component | NBS_BiddleAirSystemsLtd_FanCvctrs_Forceflow900-F1:Biddle Air Convector Forceflow 900:502042 | Mechanical Equipment | n/a | xBIM | Other | 38800 | n/a | n/a
Family | info@theNBS.com | 2015-06-15T13:44:06 | Submitted | Component | NBS_BiddleAirSystemsLtd_FanCvctrs_Forceflow900-F1:Biddle Air Convector Forceflow 900:502042 | NBS_BiddleAirSystemsLtd_FanCvctrs_Forceflow900-F1: Biddle Air Convector Forceflow 900 | n/a | xBIM | Other | 38800 | n/a | n/a
Family and Type | info@theNBS.com | 2015-06-15T13:44:06 | Submitted | Component | NBS_BiddleAirSystemsLtd_FanCvctrs_Forceflow900-F1:Biddle Air Convector Forceflow 900:502042 | NBS_BiddleAirSystemsLtd_FanCvctrs_Forceflow900-F1: Biddle Air Convector Forceflow 900 | n/a | xBIM | Other | 38800 | n/a | n/a
Type | info@theNBS.com | 2015-06-15T13:44:06 | Submitted | Component | NBS_BiddleAirSystemsLtd_FanCvctrs_Forceflow900-F1:Biddle Air Convector Forceflow 900:502042 | NBS_BiddleAirSystemsLtd_FanCvctrs_Forceflow900-F1: Biddle Air Convector Forceflow 900 | n/a | xBIM | Other | 38800 | n/a | n/a
Type Id | info@theNBS.com | 2015-06-15T13:44:06 | Submitted | Component | NBS_BiddleAirSystemsLtd_FanCvctrs_Forceflow900-F1:Biddle Air Convector Forceflow 900:502042 | NBS_BiddleAirSystemsLtd_FanCvctrs_Forceflow900-F1: Biddle Air Convector Forceflow 900 | n/a | xBIM | Other | 38800 | n/a | n/a
InstallationDate | info@theNBS.com | 2015-06-15T13:44:06 | Submitted | Component | NBS_BiddleAirSystemsLtd_FanCvctrs_Forceflow900-F1:Biddle Air Convector Forceflow 900:502042 | 1900-12-31T23:59:59 | n/a | xBIM | Other | 38800 | n/a | n/a
WarrantyStartDate | info@theNBS.com | 2015-06-15T13:44:06 | Submitted | Component | NBS_BiddleAirSystemsLtd_FanCvctrs_Forceflow900-F1:Biddle Air Convector Forceflow 900:502042 | 1900-12-31T23:59:59 | n/a | xBIM | Other | 38800 | n/a | n/a
Phase Created | info@theNBS.com | 2015-06-15T13:44:06 | Submitted | Component | NBS_BiddleAirSystemsLtd_FanCvctrs_Forceflow900-F1:Biddle Air Convector Forceflow 900:502042 | New Construction | n/a | xBIM | Phasing | 38805 | n/a | n/a
AirFlowDirection | info@theNBS.com | 2015-06-15T13:44:06 | Submitted | Component | NBS_BiddleAirSystemsLtd_FanCvctrs_Forceflow900-F1:Biddle Air Convector Forceflow 900:502042 | TRUE | n/a | xBIM | Visibility | 38810 | n/a | n/a
ClearanceZone | info@theNBS.com | 2015-06-15T13:44:06 | Submitted | Component | NBS_BiddleAirSystemsLtd_FanCvctrs_Forceflow900-F1:Biddle Air Convector Forceflow 900:502042 | TRUE | n/a | xBIM | Visibility | 38810 | n/a | n/a
Absorptance | info@theNBS.com | 2015-06-15T13:44:06 | Submitted | Type | WallType.1 Basic Wall:External Stone Wall | 0.1 | n/a | xBIM | Analytical Properties | 679 | n/a | n/a
Roughness | info@theNBS.com | 2015-06-15T13:44:06 | Submitted | Type | WallType.1 Basic Wall:External Stone Wall | 1 | n/a | xBIM | Analytical Properties | 679 | n/a | n/a
Function | info@theNBS.com | 2015-06-15T13:44:06 | Submitted | Type | WallType.1 Basic Wall:External Stone Wall | Exterior | n/a | xBIM | Construction | 681 | n/a | n/a
Width | info@theNBS.com | 2015-06-15T13:44:06 | Submitted | Type | WallType.1 Basic Wall:External Stone Wall | 0.3375 | n/a | xBIM | Construction | 681 | n/a | n/a
Wrapping at Ends | info@theNBS.com | 2015-06-15T13:44:06 | Submitted | Type | WallType.1 Basic Wall:External Stone Wall | None | n/a | xBIM | Construction | 681 | n/a | n/a
Wrapping at Inserts | info@theNBS.com | 2015-06-15T13:44:06 | Submitted | Type | WallType.1 Basic Wall:External Stone Wall | Both | n/a | xBIM | Construction | 681 | n/a | n/a
Coarse Scale Fill Color | info@theNBS.com | 2015-06-15T13:44:06 | Submitted | Type | WallType.1 Basic Wall:External Stone Wall | 12632256 | n/a | xBIM | Graphics | 683 | n/a | n/a
Coarse Scale Fill Pattern | info@theNBS.com | 2015-06-15T13:44:06 | Submitted | Type | WallType.1 Basic Wall:External Stone Wall | Solid fill | n/a | xBIM | Graphics | 683 | n/a | n/a
Assembly Code | info@theNBS.com | 2015-06-15T13:44:06 | Submitted | Type | WallType.1 Basic Wall:External Stone Wall | n/a | n/a | xBIM | Identity Data | 685 | n/a | n/a
Assembly Description | info@theNBS.com | 2015-06-15T13:44:06 | Submitted | Type | WallType.1 Basic Wall:External Stone Wall | n/a | n/a | xBIM | Identity Data | 685 | n/a | n/a
Description | info@theNBS.com | 2015-06-15T13:44:06 | Submitted | Type | WallType.1 Basic Wall:External Stone Wall | External Stone Insulation Full Fill Block Dabs Gypsum Plasterboard Gypsum | n/a | xBIM | Identity Data | 685 | n/a | n/a
Help | info@theNBS.com | 2015-06-15T13:44:06 | Submitted | Type | WallType.1 Basic Wall:External Stone Wall | http://www.nationalbimlibrary.com | n/a | xBIM | Identity Data | 685 | n/a | n/a
NBSDescription | info@theNBS.com | 2015-06-15T13:44:06 | Submitted | Type | WallType.1 Basic Wall:External Stone Wall | External multiple leaf wall above damp proof course masonry system | n/a | xBIM | Identity Data | 685 | n/a | n/a
NBSReference | info@theNBS.com | 2015-06-15T13:44:06 | Submitted | Type | WallType.1 Basic Wall:External Stone Wall | 25-10-55/123 | n/a | xBIM | Identity Data | 685 | n/a | n/a
Type Name | info@theNBS.com | 2015-06-15T13:44:06 | Submitted | Type | WallType.1 Basic Wall:External Stone Wall | External Stone Wall | n/a | xBIM | Identity Data | 685 | n/a | n/a
Version | info@theNBS.com | 2015-06-15T13:44:06 | Submitted | Type | WallType.1 Basic Wall:External Stone Wall | 1.0 | n/a | xBIM | Identity Data | 685 | n/a | n/a
Structural Material | info@theNBS.com | 2015-06-15T13:44:06 | Submitted | Type | WallType.1 Basic Wall:External Stone Wall | nbl_AggregateConcreteBlocks | n/a | xBIM | Materials and Finishes | 687 | n/a | n/a
Category | info@theNBS.com | 2015-06-15T13:44:06 | Submitted | Type | WallType.1 Basic Wall:External Stone Wall | Walls | n/a | xBIM | Other | 689 | n/a | n/a
Colour | info@theNBS.com | 2015-06-15T13:44:06 | Submitted | Type | WallType.1 Basic Wall:External Stone Wall | n/a | n/a | xBIM | Other | 689 | n/a | n/a
Family Name | info@theNBS.com | 2015-06-15T13:44:06 | Submitted | Type | WallType.1 Basic Wall:External Stone Wall | Basic Wall | n/a | xBIM | Other | 689 | n/a | n/a
ServiceLifeDuration | info@theNBS.com | 2015-06-15T13:44:06 | Submitted | Type | WallType.1 Basic Wall:External Stone Wall | n/a | n/a | xBIM | Other | 689 | n/a | n/a
Base Constraint | info@theNBS.com | 2015-06-15T13:44:06 | Submitted | Component | Basic Wall:External Stone Wall:496412 | Level: 01 - Ground Floor | n/a | xBIM | Constraints | 654 | n/a | n/a
Base Extension Distance | info@theNBS.com | 2015-06-15T13:44:06 | Submitted | Component | Basic Wall:External Stone Wall:496412 | 0 | n/a | xBIM | Constraints | 654 | n/a | n/a
Base is Attached | info@theNBS.com | 2015-06-15T13:44:06 | Submitted | Component | Basic Wall:External Stone Wall:496412 | n/a | n/a | xBIM | Constraints | 654 | n/a | n/a
Base Offset | info@theNBS.com | 2015-06-15T13:44:06 | Submitted | Component | Basic Wall:External Stone Wall:496412 | -0.362 | n/a | xBIM | Constraints | 654 | n/a | n/a
Location Line | info@theNBS.com | 2015-06-15T13:44:06 | Submitted | Component | Basic Wall:External Stone Wall:496412 | Wall Centerline | n/a | xBIM | Constraints | 654 | n/a | n/a
Related to Mass | info@theNBS.com | 2015-06-15T13:44:06 | Submitted | Component | Basic Wall:External Stone Wall:496412 | n/a | n/a | xBIM | Constraints | 654 | n/a | n/a
Room Bounding | info@theNBS.com | 2015-06-15T13:44:06 | Submitted | Component | Basic Wall:External Stone Wall:496412 | TRUE | n/a | xBIM | Constraints | 654 | n/a | n/a
Top Constraint | info@theNBS.com | 2015-06-15T13:44:06 | Submitted | Component | Basic Wall:External Stone Wall:496412 | Level: 02 - Roof | n/a | xBIM | Constraints | 654 | n/a | n/a
Top Extension Distance | info@theNBS.com | 2015-06-15T13:44:06 | Submitted | Component | Basic Wall:External Stone Wall:496412 | 0 | n/a | xBIM | Constraints | 654 | n/a | n/a
Top is Attached | info@theNBS.com | 2015-06-15T13:44:06 | Submitted | Component | Basic Wall:External Stone Wall:496412 | n/a | n/a | xBIM | Constraints | 654 | n/a | n/a
Top Offset | info@theNBS.com | 2015-06-15T13:44:06 | Submitted | Component | Basic Wall:External Stone Wall:496412 | 0 | n/a | xBIM | Constraints | 654 | n/a | n/a
Unconnected Height | info@theNBS.com | 2015-06-15T13:44:06 | Submitted | Component | Basic Wall:External Stone Wall:496412 | 3.362 | n/a | xBIM | Constraints | 654 | n/a | n/a
Area | info@theNBS.com | 2015-06-15T13:44:06 | Submitted | Component | Basic Wall:External Stone Wall:496412 | 25.8707 | n/a | xBIM | Dimensions | 659 | n/a | n/a
Length | info@theNBS.com | 2015-06-15T13:44:06 | Submitted | Component | Basic Wall:External Stone Wall:496412 | 8 | n/a | xBIM | Dimensions | 659 | n/a | n/a
Volume | info@theNBS.com | 2015-06-15T13:44:06 | Submitted | Component | Basic Wall:External Stone Wall:496412 | 8.7314 | n/a | xBIM | Dimensions | 659 | n/a | n/a
Category | info@theNBS.com | 2015-06-15T13:44:06 | Submitted | Component | Basic Wall:External Stone Wall:496412 | Walls | n/a | xBIM | Other | 664 | n/a | n/a
Family | info@theNBS.com | 2015-06-15T13:44:06 | Submitted | Component | Basic Wall:External Stone Wall:496412 | Basic Wall: External Stone Wall | n/a | xBIM | Other | 664 | n/a | n/a
Family and Type | info@theNBS.com | 2015-06-15T13:44:06 | Submitted | Component | Basic Wall:External Stone Wall:496412 | Basic Wall: External Stone Wall | n/a | xBIM | Other | 664 | n/a | n/a
Type | info@theNBS.com | 2015-06-15T13:44:06 | Submitted | Component | Basic Wall:External Stone Wall:496412 | Basic Wall: External Stone Wall | n/a | xBIM | Other | 664 | n/a | n/a
Type Id | info@theNBS.com | 2015-06-15T13:44:06 | Submitted | Component | Basic Wall:External Stone Wall:496412 | Basic Wall: External Stone Wall | n/a | xBIM | Other | 664 | n/a | n/a
Phase Created | info@theNBS.com | 2015-06-15T13:44:06 | Submitted | Component | Basic Wall:External Stone Wall:496412 | New Construction | n/a | xBIM | Phasing | 669 | n/a | n/a
Enable Analytical Model | info@theNBS.com | 2015-06-15T13:44:06 | Submitted | Component | Basic Wall:External Stone Wall:496412 | n/a | n/a | xBIM | Structural | 674 | n/a | n/a
Structural | info@theNBS.com | 2015-06-15T13:44:06 | Submitted | Component | Basic Wall:External Stone Wall:496412 | n/a | n/a | xBIM | Structural | 674 | n/a | n/a
Structural Usage | info@theNBS.com | 2015-06-15T13:44:06 | Submitted | Component | Basic Wall:External Stone Wall:496412 | Non-bearing | n/a | xBIM | Structural | 674 | n/a | n/a
Reference | info@theNBS.com | 2015-06-15T13:44:06 | Submitted | Component | Basic Wall:External Stone Wall:496412 | External Stone Wall | n/a | xBIM | Pset_WallCommon | 702 | n/a | n/a
LoadBearing | info@theNBS.com | 2015-06-15T13:44:06 | Submitted | Component | Basic Wall:External Stone Wall:496412 | n/a | n/a | xBIM | Pset_WallCommon | 702 | n/a | n/a
ExtendToStructure | info@theNBS.com | 2015-06-15T13:44:06 | Submitted | Component | Basic Wall:External Stone Wall:496412 | n/a | n/a | xBIM | Pset_WallCommon | 702 | n/a | n/a
IsExternal | info@theNBS.com | 2015-06-15T13:44:06 | Submitted | Component | Basic Wall:External Stone Wall:496412 | TRUE | n/a | xBIM | Pset_WallCommon | 702 | n/a | n/a
Base Constraint | info@theNBS.com | 2015-06-15T13:44:06 | Submitted | Component | Basic Wall:External Stone Wall:496487 | Level: 01 - Ground Floor | n/a | xBIM | Constraints | 764 | n/a | n/a
Base Extension Distance | info@theNBS.com | 2015-06-15T13:44:06 | Submitted | Component | Basic Wall:External Stone Wall:496487 | 0 | n/a | xBIM | Constraints | 764 | n/a | n/a
Base is Attached | info@theNBS.com | 2015-06-15T13:44:06 | Submitted | Component | Basic Wall:External Stone Wall:496487 | n/a | n/a | xBIM | Constraints | 764 | n/a | n/a
Location Line | info@theNBS.com | 2015-06-15T13:44:06 | Submitted | Component | Basic Wall:External Stone Wall:496487 | Wall Centerline | n/a | xBIM | Constraints | 764 | n/a | n/a
Related to Mass | info@theNBS.com | 2015-06-15T13:44:06 | Submitted | Component | Basic Wall:External Stone Wall:496487 | n/a | n/a | xBIM | Constraints | 764 | n/a | n/a
Room Bounding | info@theNBS.com | 2015-06-15T13:44:06 | Submitted | Component | Basic Wall:External Stone Wall:496487 | TRUE | n/a | xBIM | Constraints | 764 | n/a | n/a
Top Constraint | info@theNBS.com | 2015-06-15T13:44:06 | Submitted | Component | Basic Wall:External Stone Wall:496487 | Level: 02 - Roof | n/a | xBIM | Constraints | 764 | n/a | n/a
Top Extension Distance | info@theNBS.com | 2015-06-15T13:44:06 | Submitted | Component | Basic Wall:External Stone Wall:496487 | 0 | n/a | xBIM | Constraints | 764 | n/a | n/a
Top is Attached | info@theNBS.com | 2015-06-15T13:44:06 | Submitted | Component | Basic Wall:External Stone Wall:496487 | n/a | n/a | xBIM | Constraints | 764 | n/a | n/a
Top Offset | info@theNBS.com | 2015-06-15T13:44:06 | Submitted | Component | Basic Wall:External Stone Wall:496487 | 0 | n/a | xBIM | Constraints | 764 | n/a | n/a
Base Offset | info@theNBS.com | 2015-06-15T13:44:06 | Submitted | Component | Basic Wall:External Stone Wall:496487 | -0.362 | n/a | xBIM | Constraints | 764 | n/a | n/a
Unconnected Height | info@theNBS.com | 2015-06-15T13:44:06 | Submitted | Component | Basic Wall:External Stone Wall:496487 | 3.362 | n/a | xBIM | Constraints | 764 | n/a | n/a
Area | info@theNBS.com | 2015-06-15T13:44:06 | Submitted | Component | Basic Wall:External Stone Wall:496487 | 38.184 | n/a | xBIM | Dimensions | 769 | n/a | n/a
Length | info@theNBS.com | 2015-06-15T13:44:06 | Submitted | Component | Basic Wall:External Stone Wall:496487 | 12 | n/a | xBIM | Dimensions | 769 | n/a | n/a
Volume | info@theNBS.com | 2015-06-15T13:44:06 | Submitted | Component | Basic Wall:External Stone Wall:496487 | 12.8871 | n/a | xBIM | Dimensions | 769 | n/a | n/a
Category | info@theNBS.com | 2015-06-15T13:44:06 | Submitted | Component | Basic Wall:External Stone Wall:496487 | Walls | n/a | xBIM | Other | 774 | n/a | n/a
Family | info@theNBS.com | 2015-06-15T13:44:06 | Submitted | Component | Basic Wall:External Stone Wall:496487 | Basic Wall: External Stone Wall | n/a | xBIM | Other | 774 | n/a | n/a
Family and Type | info@theNBS.com | 2015-06-15T13:44:06 | Submitted | Component | Basic Wall:External Stone Wall:496487 | Basic Wall: External Stone Wall | n/a | xBIM | Other | 774 | n/a | n/a
Type | info@theNBS.com | 2015-06-15T13:44:06 | Submitted | Component | Basic Wall:External Stone Wall:496487 | Basic Wall: External Stone Wall | n/a | xBIM | Other | 774 | n/a | n/a
Type Id | info@theNBS.com | 2015-06-15T13:44:06 | Submitted | Component | Basic Wall:External Stone Wall:496487 | Basic Wall: External Stone Wall | n/a | xBIM | Other | 774 | n/a | n/a
Phase Created | info@theNBS.com | 2015-06-15T13:44:06 | Submitted | Component | Basic Wall:External Stone Wall:496487 | New Construction | n/a | xBIM | Phasing | 779 | n/a | n/a
Enable Analytical Model | info@theNBS.com | 2015-06-15T13:44:06 | Submitted | Component | Basic Wall:External Stone Wall:496487 | n/a | n/a | xBIM | Structural | 784 | n/a | n/a
Structural | info@theNBS.com | 2015-06-15T13:44:06 | Submitted | Component | Basic Wall:External Stone Wall:496487 | n/a | n/a | xBIM | Structural | 784 | n/a | n/a
Structural Usage | info@theNBS.com | 2015-06-15T13:44:06 | Submitted | Component | Basic Wall:External Stone Wall:496487 | Non-bearing | n/a | xBIM | Structural | 784 | n/a | n/a
Reference | info@theNBS.com | 2015-06-15T13:44:06 | Submitted | Component | Basic Wall:External Stone Wall:496487 | External Stone Wall | n/a | xBIM | Pset_WallCommon | 789 | n/a | n/a
LoadBearing | info@theNBS.com | 2015-06-15T13:44:06 | Submitted | Component | Basic Wall:External Stone Wall:496487 | n/a | n/a | xBIM | Pset_WallCommon | 789 | n/a | n/a
ExtendToStructure | info@theNBS.com | 2015-06-15T13:44:06 | Submitted | Component | Basic Wall:External Stone Wall:496487 | n/a | n/a | xBIM | Pset_WallCommon | 789 | n/a | n/a
IsExternal | info@theNBS.com | 2015-06-15T13:44:06 | Submitted | Component | Basic Wall:External Stone Wall:496487 | TRUE | n/a | xBIM | Pset_WallCommon | 789 | n/a | n/a
Base Constraint | info@theNBS.com | 2015-06-15T13:44:06 | Submitted | Component | Basic Wall:External Stone Wall:496571 | Level: 01 - Ground Floor | n/a | xBIM | Constraints | 850 | n/a | n/a
Base Extension Distance | info@theNBS.com | 2015-06-15T13:44:06 | Submitted | Component | Basic Wall:External Stone Wall:496571 | 0 | n/a | xBIM | Constraints | 850 | n/a | n/a
Base is Attached | info@theNBS.com | 2015-06-15T13:44:06 | Submitted | Component | Basic Wall:External Stone Wall:496571 | n/a | n/a | xBIM | Constraints | 850 | n/a | n/a
Location Line | info@theNBS.com | 2015-06-15T13:44:06 | Submitted | Component | Basic Wall:External Stone Wall:496571 | Wall Centerline | n/a | xBIM | Constraints | 850 | n/a | n/a
Related to Mass | info@theNBS.com | 2015-06-15T13:44:06 | Submitted | Component | Basic Wall:External Stone Wall:496571 | n/a | n/a | xBIM | Constraints | 850 | n/a | n/a
Room Bounding | info@theNBS.com | 2015-06-15T13:44:06 | Submitted | Component | Basic Wall:External Stone Wall:496571 | TRUE | n/a | xBIM | Constraints | 850 | n/a | n/a
Top Constraint | info@theNBS.com | 2015-06-15T13:44:06 | Submitted | Component | Basic Wall:External Stone Wall:496571 | Level: 02 - Roof | n/a | xBIM | Constraints | 850 | n/a | n/a
Top Extension Distance | info@theNBS.com | 2015-06-15T13:44:06 | Submitted | Component | Basic Wall:External Stone Wall:496571 | 0 | n/a | xBIM | Constraints | 850 | n/a | n/a
Top is Attached | info@theNBS.com | 2015-06-15T13:44:06 | Submitted | Component | Basic Wall:External Stone Wall:496571 | n/a | n/a | xBIM | Constraints | 850 | n/a | n/a
Top Offset | info@theNBS.com | 2015-06-15T13:44:06 | Submitted | Component | Basic Wall:External Stone Wall:496571 | 0 | n/a | xBIM | Constraints | 850 | n/a | n/a
Base Offset | info@theNBS.com | 2015-06-15T13:44:06 | Submitted | Component | Basic Wall:External Stone Wall:496571 | -0.362 | n/a | xBIM | Constraints | 850 | n/a | n/a
Unconnected Height | info@theNBS.com | 2015-06-15T13:44:06 | Submitted | Component | Basic Wall:External Stone Wall:496571 | 3.362 | n/a | xBIM | Constraints | 850 | n/a | n/a
Area | info@theNBS.com | 2015-06-15T13:44:06 | Submitted | Component | Basic Wall:External Stone Wall:496571 | 24.736 | n/a | xBIM | Dimensions | 855 | n/a | n/a
Length | info@theNBS.com | 2015-06-15T13:44:06 | Submitted | Component | Basic Wall:External Stone Wall:496571 | 8 | n/a | xBIM | Dimensions | 855 | n/a | n/a
Volume | info@theNBS.com | 2015-06-15T13:44:06 | Submitted | Component | Basic Wall:External Stone Wall:496571 | 8.3484 | n/a | xBIM | Dimensions | 855 | n/a | n/a
Category | info@theNBS.com | 2015-06-15T13:44:06 | Submitted | Component | Basic Wall:External Stone Wall:496571 | Walls | n/a | xBIM | Other | 860 | n/a | n/a
Family | info@theNBS.com | 2015-06-15T13:44:06 | Submitted | Component | Basic Wall:External Stone Wall:496571 | Basic Wall: External Stone Wall | n/a | xBIM | Other | 860 | n/a | n/a
Family and Type | info@theNBS.com | 2015-06-15T13:44:06 | Submitted | Component | Basic Wall:External Stone Wall:496571 | Basic Wall: External Stone Wall | n/a | xBIM | Other | 860 | n/a | n/a
Type | info@theNBS.com | 2015-06-15T13:44:06 | Submitted | Component | Basic Wall:External Stone Wall:496571 | Basic Wall: External Stone Wall | n/a | xBIM | Other | 860 | n/a | n/a
Type Id | info@theNBS.com | 2015-06-15T13:44:06 | Submitted | Component | Basic Wall:External Stone Wall:496571 | Basic Wall: External Stone Wall | n/a | xBIM | Other | 860 | n/a | n/a
Phase Created | info@theNBS.com | 2015-06-15T13:44:06 | Submitted | Component | Basic Wall:External Stone Wall:496571 | New Construction | n/a | xBIM | Phasing | 865 | n/a | n/a
Enable Analytical Model | info@theNBS.com | 2015-06-15T13:44:06 | Submitted | Component | Basic Wall:External Stone Wall:496571 | n/a | n/a | xBIM | Structural | 870 | n/a | n/a
Structural | info@theNBS.com | 2015-06-15T13:44:06 | Submitted | Component | Basic Wall:External Stone Wall:496571 | n/a | n/a | xBIM | Structural | 870 | n/a | n/a
Structural Usage | info@theNBS.com | 2015-06-15T13:44:06 | Submitted | Component | Basic Wall:External Stone Wall:496571 | Non-bearing | n/a | xBIM | Structural | 870 | n/a | n/a
Reference | info@theNBS.com | 2015-06-15T13:44:06 | Submitted | Component | Basic Wall:External Stone Wall:496571 | External Stone Wall | n/a | xBIM | Pset_WallCommon | 875 | n/a | n/a
LoadBearing | info@theNBS.com | 2015-06-15T13:44:06 | Submitted | Component | Basic Wall:External Stone Wall:496571 | n/a | n/a | xBIM | Pset_WallCommon | 875 | n/a | n/a
ExtendToStructure | info@theNBS.com | 2015-06-15T13:44:06 | Submitted | Component | Basic Wall:External Stone Wall:496571 | n/a | n/a | xBIM | Pset_WallCommon | 875 | n/a | n/a
IsExternal | info@theNBS.com | 2015-06-15T13:44:06 | Submitted | Component | Basic Wall:External Stone Wall:496571 | TRUE | n/a | xBIM | Pset_WallCommon | 875 | n/a | n/a
Base Constraint | info@theNBS.com | 2015-06-15T13:44:06 | Submitted | Component | Basic Wall:External Stone Wall:496625 | Level: 01 - Ground Floor | n/a | xBIM | Constraints | 936 | n/a | n/a
Base Extension Distance | info@theNBS.com | 2015-06-15T13:44:06 | Submitted | Component | Basic Wall:External Stone Wall:496625 | 0 | n/a | xBIM | Constraints | 936 | n/a | n/a
Base is Attached | info@theNBS.com | 2015-06-15T13:44:06 | Submitted | Component | Basic Wall:External Stone Wall:496625 | n/a | n/a | xBIM | Constraints | 936 | n/a | n/a
Location Line | info@theNBS.com | 2015-06-15T13:44:06 | Submitted | Component | Basic Wall:External Stone Wall:496625 | Wall Centerline | n/a | xBIM | Constraints | 936 | n/a | n/a
Related to Mass | info@theNBS.com | 2015-06-15T13:44:06 | Submitted | Component | Basic Wall:External Stone Wall:496625 | n/a | n/a | xBIM | Constraints | 936 | n/a | n/a
Room Bounding | info@theNBS.com | 2015-06-15T13:44:06 | Submitted | Component | Basic Wall:External Stone Wall:496625 | TRUE | n/a | xBIM | Constraints | 936 | n/a | n/a
Top Constraint | info@theNBS.com | 2015-06-15T13:44:06 | Submitted | Component | Basic Wall:External Stone Wall:496625 | Level: 02 - Roof | n/a | xBIM | Constraints | 936 | n/a | n/a
Top Extension Distance | info@theNBS.com | 2015-06-15T13:44:06 | Submitted | Component | Basic Wall:External Stone Wall:496625 | 0 | n/a | xBIM | Constraints | 936 | n/a | n/a
Top is Attached | info@theNBS.com | 2015-06-15T13:44:06 | Submitted | Component | Basic Wall:External Stone Wall:496625 | n/a | n/a | xBIM | Constraints | 936 | n/a | n/a
Top Offset | info@theNBS.com | 2015-06-15T13:44:06 | Submitted | Component | Basic Wall:External Stone Wall:496625 | 0 | n/a | xBIM | Constraints | 936 | n/a | n/a
Base Offset | info@theNBS.com | 2015-06-15T13:44:06 | Submitted | Component | Basic Wall:External Stone Wall:496625 | -0.362 | n/a | xBIM | Constraints | 936 | n/a | n/a
Unconnected Height | info@theNBS.com | 2015-06-15T13:44:06 | Submitted | Component | Basic Wall:External Stone Wall:496625 | 3.362 | n/a | xBIM | Constraints | 936 | n/a | n/a
Area | info@theNBS.com | 2015-06-15T13:44:06 | Submitted | Component | Basic Wall:External Stone Wall:496625 | 36.0083 | n/a | xBIM | Dimensions | 941 | n/a | n/a
Length | info@theNBS.com | 2015-06-15T13:44:06 | Submitted | Component | Basic Wall:External Stone Wall:496625 | 12 | n/a | xBIM | Dimensions | 941 | n/a | n/a
Volume | info@theNBS.com | 2015-06-15T13:44:06 | Submitted | Component | Basic Wall:External Stone Wall:496625 | 12.1528 | n/a | xBIM | Dimensions | 941 | n/a | n/a
Category | info@theNBS.com | 2015-06-15T13:44:06 | Submitted | Component | Basic Wall:External Stone Wall:496625 | Walls | n/a | xBIM | Other | 946 | n/a | n/a
Family | info@theNBS.com | 2015-06-15T13:44:06 | Submitted | Component | Basic Wall:External Stone Wall:496625 | Basic Wall: External Stone Wall | n/a | xBIM | Other | 946 | n/a | n/a
Family and Type | info@theNBS.com | 2015-06-15T13:44:06 | Submitted | Component | Basic Wall:External Stone Wall:496625 | Basic Wall: External Stone Wall | n/a | xBIM | Other | 946 | n/a | n/a
Type | info@theNBS.com | 2015-06-15T13:44:06 | Submitted | Component | Basic Wall:External Stone Wall:496625 | Basic Wall: External Stone Wall | n/a | xBIM | Other | 946 | n/a | n/a
Type Id | info@theNBS.com | 2015-06-15T13:44:06 | Submitted | Component | Basic Wall:External Stone Wall:496625 | Basic Wall: External Stone Wall | n/a | xBIM | Other | 946 | n/a | n/a
Phase Created | info@theNBS.com | 2015-06-15T13:44:06 | Submitted | Component | Basic Wall:External Stone Wall:496625 | New Construction | n/a | xBIM | Phasing | 951 | n/a | n/a
Enable Analytical Model | info@theNBS.com | 2015-06-15T13:44:06 | Submitted | Component | Basic Wall:External Stone Wall:496625 | n/a | n/a | xBIM | Structural | 956 | n/a | n/a
Structural | info@theNBS.com | 2015-06-15T13:44:06 | Submitted | Component | Basic Wall:External Stone Wall:496625 | n/a | n/a | xBIM | Structural | 956 | n/a | n/a
Structural Usage | info@theNBS.com | 2015-06-15T13:44:06 | Submitted | Component | Basic Wall:External Stone Wall:496625 | Non-bearing | n/a | xBIM | Structural | 956 | n/a | n/a
Reference | info@theNBS.com | 2015-06-15T13:44:06 | Submitted | Component | Basic Wall:External Stone Wall:496625 | External Stone Wall | n/a | xBIM | Pset_WallCommon | 961 | n/a | n/a
LoadBearing | info@theNBS.com | 2015-06-15T13:44:06 | Submitted | Component | Basic Wall:External Stone Wall:496625 | n/a | n/a | xBIM | Pset_WallCommon | 961 | n/a | n/a
ExtendToStructure | info@theNBS.com | 2015-06-15T13:44:06 | Submitted | Component | Basic Wall:External Stone Wall:496625 | n/a | n/a | xBIM | Pset_WallCommon | 961 | n/a | n/a
IsExternal | info@theNBS.com | 2015-06-15T13:44:06 | Submitted | Component | Basic Wall:External Stone Wall:496625 | TRUE | n/a | xBIM | Pset_WallCommon | 961 | n/a | n/a
Roughness | info@theNBS.com | 2015-06-15T13:44:06 | Submitted | Type | WallType.2 Basic Wall:Internal Partition | 1 | n/a | xBIM | Analytical Properties | 1089 | n/a | n/a
Absorptance | info@theNBS.com | 2015-06-15T13:44:06 | Submitted | Type | WallType.2 Basic Wall:Internal Partition | 0.1 | n/a | xBIM | Analytical Properties | 1089 | n/a | n/a
Wrapping at Ends | info@theNBS.com | 2015-06-15T13:44:06 | Submitted | Type | WallType.2 Basic Wall:Internal Partition | None | n/a | xBIM | Construction | 1091 | n/a | n/a
Wrapping at Inserts | info@theNBS.com | 2015-06-15T13:44:06 | Submitted | Type | WallType.2 Basic Wall:Internal Partition | Both | n/a | xBIM | Construction | 1091 | n/a | n/a
Function | info@theNBS.com | 2015-06-15T13:44:06 | Submitted | Type | WallType.2 Basic Wall:Internal Partition | Interior | n/a | xBIM | Construction | 1091 | n/a | n/a
Width | info@theNBS.com | 2015-06-15T13:44:06 | Submitted | Type | WallType.2 Basic Wall:Internal Partition | 0.1 | n/a | xBIM | Construction | 1091 | n/a | n/a
Coarse Scale Fill Pattern | info@theNBS.com | 2015-06-15T13:44:06 | Submitted | Type | WallType.2 Basic Wall:Internal Partition | Solid fill | n/a | xBIM | Graphics | 1093 | n/a | n/a
Coarse Scale Fill Color | info@theNBS.com | 2015-06-15T13:44:06 | Submitted | Type | WallType.2 Basic Wall:Internal Partition | 12632256 | n/a | xBIM | Graphics | 1093 | n/a | n/a
Assembly Code | info@theNBS.com | 2015-06-15T13:44:06 | Submitted | Type | WallType.2 Basic Wall:Internal Partition | n/a | n/a | xBIM | Identity Data | 1095 | n/a | n/a
Assembly Description | info@theNBS.com | 2015-06-15T13:44:06 | Submitted | Type | WallType.2 Basic Wall:Internal Partition | n/a | n/a | xBIM | Identity Data | 1095 | n/a | n/a
Description | info@theNBS.com | 2015-06-15T13:44:06 | Submitted | Type | WallType.2 Basic Wall:Internal Partition | Internal Plasterboard Gypsum Timber Frame Plasterboard Gypsum | n/a | xBIM | Identity Data | 1095 | n/a | n/a
Help | info@theNBS.com | 2015-06-15T13:44:06 | Submitted | Type | WallType.2 Basic Wall:Internal Partition | http://www.nationalbimlibrary.com | n/a | xBIM | Identity Data | 1095 | n/a | n/a
NBSDescription | info@theNBS.com | 2015-06-15T13:44:06 | Submitted | Type | WallType.2 Basic Wall:Internal Partition | Gypsum board partition system | n/a | xBIM | Identity Data | 1095 | n/a | n/a
NBSOfficeMasterTag | info@theNBS.com | 2015-06-15T13:44:06 | Submitted | Type | WallType.2 Basic Wall:Internal Partition | n/a | n/a | xBIM | Identity Data | 1095 | n/a | n/a
NBSReference | info@theNBS.com | 2015-06-15T13:44:06 | Submitted | Type | WallType.2 Basic Wall:Internal Partition | 25-15-25/135 | n/a | xBIM | Identity Data | 1095 | n/a | n/a
NBSTypeID | info@theNBS.com | 2015-06-15T13:44:06 | Submitted | Type | WallType.2 Basic Wall:Internal Partition | type A | n/a | xBIM | Identity Data | 1095 | n/a | n/a
Type Name | info@theNBS.com | 2015-06-15T13:44:06 | Submitted | Type | WallType.2 Basic Wall:Internal Partition | Internal Partition | n/a | xBIM | Identity Data | 1095 | n/a | n/a
Version | info@theNBS.com | 2015-06-15T13:44:06 | Submitted | Type | WallType.2 Basic Wall:Internal Partition | 1.0 | n/a | xBIM | Identity Data | 1095 | n/a | n/a
Structural Material | info@theNBS.com | 2015-06-15T13:44:06 | Submitted | Type | WallType.2 Basic Wall:Internal Partition | nbl_SoftwoodStud | n/a | xBIM | Materials and Finishes | 1097 | n/a | n/a
Category | info@theNBS.com | 2015-06-15T13:44:06 | Submitted | Type | WallType.2 Basic Wall:Internal Partition | Walls | n/a | xBIM | Other | 1099 | n/a | n/a
Colour | info@theNBS.com | 2015-06-15T13:44:06 | Submitted | Type | WallType.2 Basic Wall:Internal Partition | n/a | n/a | xBIM | Other | 1099 | n/a | n/a
ServiceLifeDuration | info@theNBS.com | 2015-06-15T13:44:06 | Submitted | Type | WallType.2 Basic Wall:Internal Partition | n/a | n/a | xBIM | Other | 1099 | n/a | n/a
Family Name | info@theNBS.com | 2015-06-15T13:44:06 | Submitted | Type | WallType.2 Basic Wall:Internal Partition | Basic Wall | n/a | xBIM | Other | 1099 | n/a | n/a
Base Offset | info@theNBS.com | 2015-06-15T13:44:06 | Submitted | Component | Basic Wall:Internal Partition:496681 | 0 | n/a | xBIM | Constraints | 1064 | n/a | n/a
Base Constraint | info@theNBS.com | 2015-06-15T13:44:06 | Submitted | Component | Basic Wall:Internal Partition:496681 | Level: 01 - Ground Floor | n/a | xBIM | Constraints | 1064 | n/a | n/a
Base Extension Distance | info@theNBS.com | 2015-06-15T13:44:06 | Submitted | Component | Basic Wall:Internal Partition:496681 | 0 | n/a | xBIM | Constraints | 1064 | n/a | n/a
Base is Attached | info@theNBS.com | 2015-06-15T13:44:06 | Submitted | Component | Basic Wall:Internal Partition:496681 | n/a | n/a | xBIM | Constraints | 1064 | n/a | n/a
Location Line | info@theNBS.com | 2015-06-15T13:44:06 | Submitted | Component | Basic Wall:Internal Partition:496681 | Wall Centerline | n/a | xBIM | Constraints | 1064 | n/a | n/a
Related to Mass | info@theNBS.com | 2015-06-15T13:44:06 | Submitted | Component | Basic Wall:Internal Partition:496681 | n/a | n/a | xBIM | Constraints | 1064 | n/a | n/a
Room Bounding | info@theNBS.com | 2015-06-15T13:44:06 | Submitted | Component | Basic Wall:Internal Partition:496681 | TRUE | n/a | xBIM | Constraints | 1064 | n/a | n/a
Top Constraint | info@theNBS.com | 2015-06-15T13:44:06 | Submitted | Component | Basic Wall:Internal Partition:496681 | Level: 02 - Roof | n/a | xBIM | Constraints | 1064 | n/a | n/a
Top Extension Distance | info@theNBS.com | 2015-06-15T13:44:06 | Submitted | Component | Basic Wall:Internal Partition:496681 | 0 | n/a | xBIM | Constraints | 1064 | n/a | n/a
Top is Attached | info@theNBS.com | 2015-06-15T13:44:06 | Submitted | Component | Basic Wall:Internal Partition:496681 | n/a | n/a | xBIM | Constraints | 1064 | n/a | n/a
Top Offset | info@theNBS.com | 2015-06-15T13:44:06 | Submitted | Component | Basic Wall:Internal Partition:496681 | 0 | n/a | xBIM | Constraints | 1064 | n/a | n/a
Unconnected Height | info@theNBS.com | 2015-06-15T13:44:06 | Submitted | Component | Basic Wall:Internal Partition:496681 | 3 | n/a | xBIM | Constraints | 1064 | n/a | n/a
Area | info@theNBS.com | 2015-06-15T13:44:06 | Submitted | Component | Basic Wall:Internal Partition:496681 | 20.8665 | n/a | xBIM | Dimensions | 1069 | n/a | n/a
Length | info@theNBS.com | 2015-06-15T13:44:06 | Submitted | Component | Basic Wall:Internal Partition:496681 | 8 | n/a | xBIM | Dimensions | 1069 | n/a | n/a
Volume | info@theNBS.com | 2015-06-15T13:44:06 | Submitted | Component | Basic Wall:Internal Partition:496681 | 2.0866 | n/a | xBIM | Dimensions | 1069 | n/a | n/a
Category | info@theNBS.com | 2015-06-15T13:44:06 | Submitted | Component | Basic Wall:Internal Partition:496681 | Walls | n/a | xBIM | Other | 1074 | n/a | n/a
Family | info@theNBS.com | 2015-06-15T13:44:06 | Submitted | Component | Basic Wall:Internal Partition:496681 | Basic Wall: Internal Partition | n/a | xBIM | Other | 1074 | n/a | n/a
Family and Type | info@theNBS.com | 2015-06-15T13:44:06 | Submitted | Component | Basic Wall:Internal Partition:496681 | Basic Wall: Internal Partition | n/a | xBIM | Other | 1074 | n/a | n/a
Type | info@theNBS.com | 2015-06-15T13:44:06 | Submitted | Component | Basic Wall:Internal Partition:496681 | Basic Wall: Internal Partition | n/a | xBIM | Other | 1074 | n/a | n/a
Type Id | info@theNBS.com | 2015-06-15T13:44:06 | Submitted | Component | Basic Wall:Internal Partition:496681 | Basic Wall: Internal Partition | n/a | xBIM | Other | 1074 | n/a | n/a
Phase Created | info@theNBS.com | 2015-06-15T13:44:06 | Submitted | Component | Basic Wall:Internal Partition:496681 | New Construction | n/a | xBIM | Phasing | 1079 | n/a | n/a
Enable Analytical Model | info@theNBS.com | 2015-06-15T13:44:06 | Submitted | Component | Basic Wall:Internal Partition:496681 | n/a | n/a | xBIM | Structural | 1084 | n/a | n/a
Structural | info@theNBS.com | 2015-06-15T13:44:06 | Submitted | Component | Basic Wall:Internal Partition:496681 | n/a | n/a | xBIM | Structural | 1084 | n/a | n/a
Structural Usage | info@theNBS.com | 2015-06-15T13:44:06 | Submitted | Component | Basic Wall:Internal Partition:496681 | Non-bearing | n/a | xBIM | Structural | 1084 | n/a | n/a
LoadBearing | info@theNBS.com | 2015-06-15T13:44:06 | Submitted | Component | Basic Wall:Internal Partition:496681 | n/a | n/a | xBIM | Pset_WallCommon | 1110 | n/a | n/a
ExtendToStructure | info@theNBS.com | 2015-06-15T13:44:06 | Submitted | Component | Basic Wall:Internal Partition:496681 | n/a | n/a | xBIM | Pset_WallCommon | 1110 | n/a | n/a
Reference | info@theNBS.com | 2015-06-15T13:44:06 | Submitted | Component | Basic Wall:Internal Partition:496681 | Internal Partition | n/a | xBIM | Pset_WallCommon | 1110 | n/a | n/a
IsExternal | info@theNBS.com | 2015-06-15T13:44:06 | Submitted | Component | Basic Wall:Internal Partition:496681 | n/a | n/a | xBIM | Pset_WallCommon | 1110 | n/a | n/a
Base Offset | info@theNBS.com | 2015-06-15T13:44:06 | Submitted | Component | Basic Wall:Internal Partition:502002 | 0 | n/a | xBIM | Constraints | 38658 | n/a | n/a
Base Constraint | info@theNBS.com | 2015-06-15T13:44:06 | Submitted | Component | Basic Wall:Internal Partition:502002 | Level: 01 - Ground Floor | n/a | xBIM | Constraints | 38658 | n/a | n/a
Base Extension Distance | info@theNBS.com | 2015-06-15T13:44:06 | Submitted | Component | Basic Wall:Internal Partition:502002 | 0 | n/a | xBIM | Constraints | 38658 | n/a | n/a
Base is Attached | info@theNBS.com | 2015-06-15T13:44:06 | Submitted | Component | Basic Wall:Internal Partition:502002 | n/a | n/a | xBIM | Constraints | 38658 | n/a | n/a
Location Line | info@theNBS.com | 2015-06-15T13:44:06 | Submitted | Component | Basic Wall:Internal Partition:502002 | Wall Centerline | n/a | xBIM | Constraints | 38658 | n/a | n/a
Related to Mass | info@theNBS.com | 2015-06-15T13:44:06 | Submitted | Component | Basic Wall:Internal Partition:502002 | n/a | n/a | xBIM | Constraints | 38658 | n/a | n/a
Room Bounding | info@theNBS.com | 2015-06-15T13:44:06 | Submitted | Component | Basic Wall:Internal Partition:502002 | TRUE | n/a | xBIM | Constraints | 38658 | n/a | n/a
Top Constraint | info@theNBS.com | 2015-06-15T13:44:06 | Submitted | Component | Basic Wall:Internal Partition:502002 | Level: 02 - Roof | n/a | xBIM | Constraints | 38658 | n/a | n/a
Top Extension Distance | info@theNBS.com | 2015-06-15T13:44:06 | Submitted | Component | Basic Wall:Internal Partition:502002 | 0 | n/a | xBIM | Constraints | 38658 | n/a | n/a
Top is Attached | info@theNBS.com | 2015-06-15T13:44:06 | Submitted | Component | Basic Wall:Internal Partition:502002 | n/a | n/a | xBIM | Constraints | 38658 | n/a | n/a
Top Offset | info@theNBS.com | 2015-06-15T13:44:06 | Submitted | Component | Basic Wall:Internal Partition:502002 | 0 | n/a | xBIM | Constraints | 38658 | n/a | n/a
Unconnected Height | info@theNBS.com | 2015-06-15T13:44:06 | Submitted | Component | Basic Wall:Internal Partition:502002 | 3 | n/a | xBIM | Constraints | 38658 | n/a | n/a
Area | info@theNBS.com | 2015-06-15T13:44:06 | Submitted | Component | Basic Wall:Internal Partition:502002 | 15.2227 | n/a | xBIM | Dimensions | 38663 | n/a | n/a
Length | info@theNBS.com | 2015-06-15T13:44:06 | Submitted | Component | Basic Wall:Internal Partition:502002 | 6 | n/a | xBIM | Dimensions | 38663 | n/a | n/a
Volume | info@theNBS.com | 2015-06-15T13:44:06 | Submitted | Component | Basic Wall:Internal Partition:502002 | 1.5223 | n/a | xBIM | Dimensions | 38663 | n/a | n/a
Category | info@theNBS.com | 2015-06-15T13:44:06 | Submitted | Component | Basic Wall:Internal Partition:502002 | Walls | n/a | xBIM | Other | 38668 | n/a | n/a
Family | info@theNBS.com | 2015-06-15T13:44:06 | Submitted | Component | Basic Wall:Internal Partition:502002 | Basic Wall: Internal Partition | n/a | xBIM | Other | 38668 | n/a | n/a
Family and Type | info@theNBS.com | 2015-06-15T13:44:06 | Submitted | Component | Basic Wall:Internal Partition:502002 | Basic Wall: Internal Partition | n/a | xBIM | Other | 38668 | n/a | n/a
Type | info@theNBS.com | 2015-06-15T13:44:06 | Submitted | Component | Basic Wall:Internal Partition:502002 | Basic Wall: Internal Partition | n/a | xBIM | Other | 38668 | n/a | n/a
Type Id | info@theNBS.com | 2015-06-15T13:44:06 | Submitted | Component | Basic Wall:Internal Partition:502002 | Basic Wall: Internal Partition | n/a | xBIM | Other | 38668 | n/a | n/a
Phase Created | info@theNBS.com | 2015-06-15T13:44:06 | Submitted | Component | Basic Wall:Internal Partition:502002 | New Construction | n/a | xBIM | Phasing | 38673 | n/a | n/a
Enable Analytical Model | info@theNBS.com | 2015-06-15T13:44:06 | Submitted | Component | Basic Wall:Internal Partition:502002 | n/a | n/a | xBIM | Structural | 38678 | n/a | n/a
Structural | info@theNBS.com | 2015-06-15T13:44:06 | Submitted | Component | Basic Wall:Internal Partition:502002 | n/a | n/a | xBIM | Structural | 38678 | n/a | n/a
Structural Usage | info@theNBS.com | 2015-06-15T13:44:06 | Submitted | Component | Basic Wall:Internal Partition:502002 | Non-bearing | n/a | xBIM | Structural | 38678 | n/a | n/a
LoadBearing | info@theNBS.com | 2015-06-15T13:44:06 | Submitted | Component | Basic Wall:Internal Partition:502002 | n/a | n/a | xBIM | Pset_WallCommon | 38683 | n/a | n/a
ExtendToStructure | info@theNBS.com | 2015-06-15T13:44:06 | Submitted | Component | Basic Wall:Internal Partition:502002 | n/a | n/a | xBIM | Pset_WallCommon | 38683 | n/a | n/a
Reference | info@theNBS.com | 2015-06-15T13:44:06 | Submitted | Component | Basic Wall:Internal Partition:502002 | Internal Partition | n/a | xBIM | Pset_WallCommon | 38683 | n/a | n/a
IsExternal | info@theNBS.com | 2015-06-15T13:44:06 | Submitted | Component | Basic Wall:Internal Partition:502002 | n/a | n/a | xBIM | Pset_WallCommon | 38683 | n/a | n/a
Analytic Construction | info@theNBS.com | 2015-06-15T13:44:06 | Submitted | Type | WindowType.1 External Window | <None> | n/a | xBIM | Analytical Properties | 37130 | n/a | n/a
FrameDepth | info@theNBS.com | 2015-06-15T13:44:06 | Submitted | Type | WindowType.1 External Window | 0.08 | n/a | xBIM | Dimensions | 37132 | n/a | n/a
FrameSetback | info@theNBS.com | 2015-06-15T13:44:06 | Submitted | Type | WindowType.1 External Window | 0.05 | n/a | xBIM | Dimensions | 37132 | n/a | n/a
FrameThickness | info@theNBS.com | 2015-06-15T13:44:06 | Submitted | Type | WindowType.1 External Window | 0.03 | n/a | xBIM | Dimensions | 37132 | n/a | n/a
Height | info@theNBS.com | 2015-06-15T13:44:06 | Submitted | Type | WindowType.1 External Window | 0 | n/a | xBIM | Dimensions | 37132 | n/a | n/a
LightframeDepth | info@theNBS.com | 2015-06-15T13:44:06 | Submitted | Type | WindowType.1 External Window | 0.06 | n/a | xBIM | Dimensions | 37132 | n/a | n/a
LightframeThickness | info@theNBS.com | 2015-06-15T13:44:06 | Submitted | Type | WindowType.1 External Window | 0.023 | n/a | xBIM | Dimensions | 37132 | n/a | n/a
StructuralTolerance | info@theNBS.com | 2015-06-15T13:44:06 | Submitted | Type | WindowType.1 External Window | 0.003 | n/a | xBIM | Dimensions | 37132 | n/a | n/a
Width | info@theNBS.com | 2015-06-15T13:44:06 | Submitted | Type | WindowType.1 External Window | 0 | n/a | xBIM | Dimensions | 37132 | n/a | n/a
Assembly Code | info@theNBS.com | 2015-06-15T13:44:06 | Submitted | Type | WindowType.1 External Window | n/a | n/a | xBIM | Identity Data | 37134 | n/a | n/a
Assembly Description | info@theNBS.com | 2015-06-15T13:44:06 | Submitted | Type | WindowType.1 External Window | n/a | n/a | xBIM | Identity Data | 37134 | n/a | n/a
OmniClass Number | info@theNBS.com | 2015-06-15T13:44:06 | Submitted | Type | WindowType.1 External Window | n/a | n/a | xBIM | Identity Data | 37134 | n/a | n/a
OmniClass Title | info@theNBS.com | 2015-06-15T13:44:06 | Submitted | Type | WindowType.1 External Window | n/a | n/a | xBIM | Identity Data | 37134 | n/a | n/a
Units | info@theNBS.com | 2015-06-15T13:44:06 | Submitted | Type | WindowType.1 External Window | n/a | n/a | xBIM | Identity Data | 37134 | n/a | n/a
Description | info@theNBS.com | 2015-06-15T13:44:06 | Submitted | Type | WindowType.1 External Window | Exterior flexible window | n/a | xBIM | Identity Data | 37134 | n/a | n/a
Help | info@theNBS.com | 2015-06-15T13:44:06 | Submitted | Type | WindowType.1 External Window | www.nationalbimlibrary.com | n/a | xBIM | Identity Data | 37134 | n/a | n/a
IssueDate | info@theNBS.com | 2015-06-15T13:44:06 | Submitted | Type | WindowType.1 External Window | 12/03/07 | n/a | xBIM | Identity Data | 37134 | n/a | n/a
Keynote | info@theNBS.com | 2015-06-15T13:44:06 | Submitted | Type | WindowType.1 External Window | 25 50 95 110 | n/a | xBIM | Identity Data | 37134 | n/a | n/a
NBSDescription | info@theNBS.com | 2015-06-15T13:44:06 | Submitted | Type | WindowType.1 External Window | External window system | n/a | xBIM | Identity Data | 37134 | n/a | n/a
NBSReference | info@theNBS.com | 2015-06-15T13:44:06 | Submitted | Type | WindowType.1 External Window | 25-50-95/125 | n/a | xBIM | Identity Data | 37134 | n/a | n/a
NBSTypeID | info@theNBS.com | 2015-06-15T13:44:06 | Submitted | Type | WindowType.1 External Window | type A | n/a | xBIM | Identity Data | 37134 | n/a | n/a
Reference | info@theNBS.com | 2015-06-15T13:44:06 | Submitted | Type | WindowType.1 External Window | n/a | n/a | xBIM | Identity Data | 37134 | n/a | n/a
Type Mark | info@theNBS.com | 2015-06-15T13:44:06 | Submitted | Type | WindowType.1 External Window | 53 | n/a | xBIM | Identity Data | 37134 | n/a | n/a
Type Name | info@theNBS.com | 2015-06-15T13:44:06 | Submitted | Type | WindowType.1 External Window | External Window | n/a | xBIM | Identity Data | 37134 | n/a | n/a
URL | info@theNBS.com | 2015-06-15T13:44:06 | Submitted | Type | WindowType.1 External Window | www.nationalbimlibrary.com | n/a | xBIM | Identity Data | 37134 | n/a | n/a
Version | info@theNBS.com | 2015-06-15T13:44:06 | Submitted | Type | WindowType.1 External Window | 1.0 | n/a | xBIM | Identity Data | 37134 | n/a | n/a
GlazingPanelMaterial | info@theNBS.com | 2015-06-15T13:44:06 | Submitted | Type | WindowType.1 External Window | nbl_ConceptGlass | n/a | xBIM | Materials and Finishes | 37136 | n/a | n/a
Frame/MullionMaterial | info@theNBS.com | 2015-06-15T13:44:06 | Submitted | Type | WindowType.1 External Window | nbl_ConceptSolid | n/a | xBIM | Materials and Finishes | 37136 | n/a | n/a
Colour | info@theNBS.com | 2015-06-15T13:44:06 | Submitted | Type | WindowType.1 External Window | n/a | n/a | xBIM | Other | 37138 | n/a | n/a
ServiceLifeDuration | info@theNBS.com | 2015-06-15T13:44:06 | Submitted | Type | WindowType.1 External Window | n/a | n/a | xBIM | Other | 37138 | n/a | n/a
Constituents | info@theNBS.com | 2015-06-15T13:44:06 | Submitted | Type | WindowType.1 External Window | n/a | n/a | xBIM | Other | 37138 | n/a | n/a
Features | info@theNBS.com | 2015-06-15T13:44:06 | Submitted | Type | WindowType.1 External Window | n/a | n/a | xBIM | Other | 37138 | n/a | n/a
Finish | info@theNBS.com | 2015-06-15T13:44:06 | Submitted | Type | WindowType.1 External Window | n/a | n/a | xBIM | Other | 37138 | n/a | n/a
Grade | info@theNBS.com | 2015-06-15T13:44:06 | Submitted | Type | WindowType.1 External Window | n/a | n/a | xBIM | Other | 37138 | n/a | n/a
Material | info@theNBS.com | 2015-06-15T13:44:06 | Submitted | Type | WindowType.1 External Window | n/a | n/a | xBIM | Other | 37138 | n/a | n/a
ProductionYear | info@theNBS.com | 2015-06-15T13:44:06 | Submitted | Type | WindowType.1 External Window | n/a | n/a | xBIM | Other | 37138 | n/a | n/a
ReplacementCost | info@theNBS.com | 2015-06-15T13:44:06 | Submitted | Type | WindowType.1 External Window | n/a | n/a | xBIM | Other | 37138 | n/a | n/a
Shape | info@theNBS.com | 2015-06-15T13:44:06 | Submitted | Type | WindowType.1 External Window | n/a | n/a | xBIM | Other | 37138 | n/a | n/a
Size | info@theNBS.com | 2015-06-15T13:44:06 | Submitted | Type | WindowType.1 External Window | n/a | n/a | xBIM | Other | 37138 | n/a | n/a
WarrantyDescription | info@theNBS.com | 2015-06-15T13:44:06 | Submitted | Type | WindowType.1 External Window | n/a | n/a | xBIM | Other | 37138 | n/a | n/a
WarrantyDurationLabour | info@theNBS.com | 2015-06-15T13:44:06 | Submitted | Type | WindowType.1 External Window | n/a | n/a | xBIM | Other | 37138 | n/a | n/a
WarrantyDurationParts | info@theNBS.com | 2015-06-15T13:44:06 | Submitted | Type | WindowType.1 External Window | n/a | n/a | xBIM | Other | 37138 | n/a | n/a
WarrantyGuarantorLabour | info@theNBS.com | 2015-06-15T13:44:06 | Submitted | Type | WindowType.1 External Window | n/a | n/a | xBIM | Other | 37138 | n/a | n/a
WarrantyGuarantorParts | info@theNBS.com | 2015-06-15T13:44:06 | Submitted | Type | WindowType.1 External Window | n/a | n/a | xBIM | Other | 37138 | n/a | n/a
Category | info@theNBS.com | 2015-06-15T13:44:06 | Submitted | Type | WindowType.1 External Window | Windows | n/a | xBIM | Other | 37138 | n/a | n/a
Family Name | info@theNBS.com | 2015-06-15T13:44:06 | Submitted | Type | WindowType.1 External Window | nbl_Window | n/a | xBIM | Other | 37138 | n/a | n/a
IsExternal | info@theNBS.com | 2015-06-15T13:44:06 | Submitted | Component | nbl_Window:External Window:496977 | TRUE | n/a | xBIM | Pset_WindowCommon | 37017 | n/a | n/a
FireRating | info@theNBS.com | 2015-06-15T13:44:06 | Submitted | Component | nbl_Window:External Window:496977 | n/a | n/a | xBIM | Pset_WindowCommon | 37017 | n/a | n/a
ThermalTransmittance | info@theNBS.com | 2015-06-15T13:44:06 | Submitted | Component | nbl_Window:External Window:496977 | 0 | n/a | xBIM | Pset_WindowCommon | 37017 | n/a | n/a
AcousticRating | info@theNBS.com | 2015-06-15T13:44:06 | Submitted | Component | nbl_Window:External Window:496977 | n/a | n/a | xBIM | Pset_WindowCommon | 37017 | n/a | n/a
SecurityRating.Pset_WindowCommon | info@theNBS.com | 2015-06-15T13:44:06 | Submitted | Component | nbl_Window:External Window:496977 | n/a | n/a | xBIM | Pset_WindowCommon | 37017 | n/a | n/a
Reference | info@theNBS.com | 2015-06-15T13:44:06 | Submitted | Component | nbl_Window:External Window:496977 | n/a | n/a | xBIM | Pset_WindowCommon | 37017 | n/a | n/a
ProductionYear | info@theNBS.com | 2015-06-15T13:44:06 | Submitted | Component | nbl_Window:External Window:496977 | n/a | n/a | xBIM | Pset_ManufacturerTypeInformation | 37019 | n/a | n/a
Level | info@theNBS.com | 2015-06-15T13:44:06 | Submitted | Component | nbl_Window:External Window:496977 | Level: 01 - Ground Floor | n/a | xBIM | Constraints | 37100 | n/a | n/a
Sill Height | info@theNBS.com | 2015-06-15T13:44:06 | Submitted | Component | nbl_Window:External Window:496977 | 1.05 | n/a | xBIM | Constraints | 37100 | n/a | n/a
BottomHung | info@theNBS.com | 2015-06-15T13:44:06 | Submitted | Component | nbl_Window:External Window:496977 | n/a | n/a | xBIM | Construction | 37105 | n/a | n/a
DoubleGlazing | info@theNBS.com | 2015-06-15T13:44:06 | Submitted | Component | nbl_Window:External Window:496977 | TRUE | n/a | xBIM | Construction | 37105 | n/a | n/a
FixedLight | info@theNBS.com | 2015-06-15T13:44:06 | Submitted | Component | nbl_Window:External Window:496977 | n/a | n/a | xBIM | Construction | 37105 | n/a | n/a
FixedLightDoubleGlazed | info@theNBS.com | 2015-06-15T13:44:06 | Submitted | Component | nbl_Window:External Window:496977 | n/a | n/a | xBIM | Construction | 37105 | n/a | n/a
FixedLightTripleGlazed | info@theNBS.com | 2015-06-15T13:44:06 | Submitted | Component | nbl_Window:External Window:496977 | n/a | n/a | xBIM | Construction | 37105 | n/a | n/a
PivotHorizontal | info@theNBS.com | 2015-06-15T13:44:06 | Submitted | Component | nbl_Window:External Window:496977 | n/a | n/a | xBIM | Construction | 37105 | n/a | n/a
PivotVertical | info@theNBS.com | 2015-06-15T13:44:06 | Submitted | Component | nbl_Window:External Window:496977 | n/a | n/a | xBIM | Construction | 37105 | n/a | n/a
SideHungLeftHand | info@theNBS.com | 2015-06-15T13:44:06 | Submitted | Component | nbl_Window:External Window:496977 | n/a | n/a | xBIM | Construction | 37105 | n/a | n/a
SideHungRightHand | info@theNBS.com | 2015-06-15T13:44:06 | Submitted | Component | nbl_Window:External Window:496977 | n/a | n/a | xBIM | Construction | 37105 | n/a | n/a
SlidingHorizontal | info@theNBS.com | 2015-06-15T13:44:06 | Submitted | Component | nbl_Window:External Window:496977 | n/a | n/a | xBIM | Construction | 37105 | n/a | n/a
SlidingVertical | info@theNBS.com | 2015-06-15T13:44:06 | Submitted | Component | nbl_Window:External Window:496977 | n/a | n/a | xBIM | Construction | 37105 | n/a | n/a
TiltAndTurnLeftHand | info@theNBS.com | 2015-06-15T13:44:06 | Submitted | Component | nbl_Window:External Window:496977 | n/a | n/a | xBIM | Construction | 37105 | n/a | n/a
TiltAndTurnRightHand | info@theNBS.com | 2015-06-15T13:44:06 | Submitted | Component | nbl_Window:External Window:496977 | n/a | n/a | xBIM | Construction | 37105 | n/a | n/a
TopHung | info@theNBS.com | 2015-06-15T13:44:06 | Submitted | Component | nbl_Window:External Window:496977 | TRUE | n/a | xBIM | Construction | 37105 | n/a | n/a
TripleGlazing | info@theNBS.com | 2015-06-15T13:44:06 | Submitted | Component | nbl_Window:External Window:496977 | n/a | n/a | xBIM | Construction | 37105 | n/a | n/a
Window | info@theNBS.com | 2015-06-15T13:44:06 | Submitted | Component | nbl_Window:External Window:496977 | TRUE | n/a | xBIM | Construction | 37105 | n/a | n/a
Area | info@theNBS.com | 2015-06-15T13:44:06 | Submitted | Component | nbl_Window:External Window:496977 | 1.9705 | n/a | xBIM | Dimensions | 37110 | n/a | n/a
Rough Height | info@theNBS.com | 2015-06-15T13:44:06 | Submitted | Component | nbl_Window:External Window:496977 | 0 | n/a | xBIM | Dimensions | 37110 | n/a | n/a
Rough Width | info@theNBS.com | 2015-06-15T13:44:06 | Submitted | Component | nbl_Window:External Window:496977 | 0 | n/a | xBIM | Dimensions | 37110 | n/a | n/a
StructuralOpeningHeight | info@theNBS.com | 2015-06-15T13:44:06 | Submitted | Component | nbl_Window:External Window:496977 | 1.2 | n/a | xBIM | Dimensions | 37110 | n/a | n/a
StructuralOpeningWidth | info@theNBS.com | 2015-06-15T13:44:06 | Submitted | Component | nbl_Window:External Window:496977 | 0.9 | n/a | xBIM | Dimensions | 37110 | n/a | n/a
Volume | info@theNBS.com | 2015-06-15T13:44:06 | Submitted | Component | nbl_Window:External Window:496977 | 0.024117 | n/a | xBIM | Dimensions | 37110 | n/a | n/a
ComponentNumber | info@theNBS.com | 2015-06-15T13:44:06 | Submitted | Component | nbl_Window:External Window:496977 | n/a | n/a | xBIM | Identity Data | 37115 | n/a | n/a
FrameMaterial | info@theNBS.com | 2015-06-15T13:44:06 | Submitted | Component | nbl_Window:External Window:496977 | n/a | n/a | xBIM | Identity Data | 37115 | n/a | n/a
PoweredOperation | info@theNBS.com | 2015-06-15T13:44:06 | Submitted | Component | nbl_Window:External Window:496977 | n/a | n/a | xBIM | Identity Data | 37115 | n/a | n/a
SecurityRating.Identity Data | info@theNBS.com | 2015-06-15T13:44:06 | Submitted | Component | nbl_Window:External Window:496977 | n/a | n/a | xBIM | Identity Data | 37115 | n/a | n/a
BurglarResistant | info@theNBS.com | 2015-06-15T13:44:06 | Submitted | Component | nbl_Window:External Window:496977 | TRUE | n/a | xBIM | Identity Data | 37115 | n/a | n/a
Mark | info@theNBS.com | 2015-06-15T13:44:06 | Submitted | Component | nbl_Window:External Window:496977 | 15 | n/a | xBIM | Identity Data | 37115 | n/a | n/a
SafetyGlazing | info@theNBS.com | 2015-06-15T13:44:06 | Submitted | Component | nbl_Window:External Window:496977 | n/a | n/a | xBIM | Identity Data | 37115 | n/a | n/a
WindowNumber | info@theNBS.com | 2015-06-15T13:44:06 | Submitted | Component | nbl_Window:External Window:496977 | n/a | n/a | xBIM | Identity Data | 37115 | n/a | n/a
AssetIdentifier | info@theNBS.com | 2015-06-15T13:44:06 | Submitted | Component | nbl_Window:External Window:496977 | n/a | n/a | xBIM | Other | 37120 | n/a | n/a
BarCode | info@theNBS.com | 2015-06-15T13:44:06 | Submitted | Component | nbl_Window:External Window:496977 | n/a | n/a | xBIM | Other | 37120 | n/a | n/a
Host Id | info@theNBS.com | 2015-06-15T13:44:06 | Submitted | Component | nbl_Window:External Window:496977 | Basic Wall: External Stone Wall | n/a | xBIM | Other | 37120 | n/a | n/a
InstallationDate | info@theNBS.com | 2015-06-15T13:44:06 | Submitted | Component | nbl_Window:External Window:496977 | n/a | n/a | xBIM | Other | 37120 | n/a | n/a
SerialNumber | info@theNBS.com | 2015-06-15T13:44:06 | Submitted | Component | nbl_Window:External Window:496977 | n/a | n/a | xBIM | Other | 37120 | n/a | n/a
TagNumber | info@theNBS.com | 2015-06-15T13:44:06 | Submitted | Component | nbl_Window:External Window:496977 | n/a | n/a | xBIM | Other | 37120 | n/a | n/a
WarrantyStartDate | info@theNBS.com | 2015-06-15T13:44:06 | Submitted | Component | nbl_Window:External Window:496977 | n/a | n/a | xBIM | Other | 37120 | n/a | n/a
NominalLength | info@theNBS.com | 2015-06-15T13:44:06 | Submitted | Component | nbl_Window:External Window:496977 | 0 | n/a | xBIM | Other | 37120 | n/a | n/a
Category | info@theNBS.com | 2015-06-15T13:44:06 | Submitted | Component | nbl_Window:External Window:496977 | Windows | n/a | xBIM | Other | 37120 | n/a | n/a
Family | info@theNBS.com | 2015-06-15T13:44:06 | Submitted | Component | nbl_Window:External Window:496977 | nbl_Window: External Window | n/a | xBIM | Other | 37120 | n/a | n/a
Family and Type | info@theNBS.com | 2015-06-15T13:44:06 | Submitted | Component | nbl_Window:External Window:496977 | nbl_Window: External Window | n/a | xBIM | Other | 37120 | n/a | n/a
Head Height | info@theNBS.com | 2015-06-15T13:44:06 | Submitted | Component | nbl_Window:External Window:496977 | 1.05 | n/a | xBIM | Other | 37120 | n/a | n/a
NominalHeight | info@theNBS.com | 2015-06-15T13:44:06 | Submitted | Component | nbl_Window:External Window:496977 | 1.2 | n/a | xBIM | Other | 37120 | n/a | n/a
NominalWidth | info@theNBS.com | 2015-06-15T13:44:06 | Submitted | Component | nbl_Window:External Window:496977 | 0.9 | n/a | xBIM | Other | 37120 | n/a | n/a
Type | info@theNBS.com | 2015-06-15T13:44:06 | Submitted | Component | nbl_Window:External Window:496977 | nbl_Window: External Window | n/a | xBIM | Other | 37120 | n/a | n/a
Type Id | info@theNBS.com | 2015-06-15T13:44:06 | Submitted | Component | nbl_Window:External Window:496977 | nbl_Window: External Window | n/a | xBIM | Other | 37120 | n/a | n/a
Phase Created | info@theNBS.com | 2015-06-15T13:44:06 | Submitted | Component | nbl_Window:External Window:496977 | New Construction | n/a | xBIM | Phasing | 37125 | n/a | n/a
IsExternal | info@theNBS.com | 2015-06-15T13:44:06 | Submitted | Component | nbl_Window:External Window:497119 | TRUE | n/a | xBIM | Pset_WindowCommon | 37165 | n/a | n/a
FireRating | info@theNBS.com | 2015-06-15T13:44:06 | Submitted | Component | nbl_Window:External Window:497119 | n/a | n/a | xBIM | Pset_WindowCommon | 37165 | n/a | n/a
ThermalTransmittance | info@theNBS.com | 2015-06-15T13:44:06 | Submitted | Component | nbl_Window:External Window:497119 | 0 | n/a | xBIM | Pset_WindowCommon | 37165 | n/a | n/a
AcousticRating | info@theNBS.com | 2015-06-15T13:44:06 | Submitted | Component | nbl_Window:External Window:497119 | n/a | n/a | xBIM | Pset_WindowCommon | 37165 | n/a | n/a
SecurityRating.Pset_WindowCommon | info@theNBS.com | 2015-06-15T13:44:06 | Submitted | Component | nbl_Window:External Window:497119 | n/a | n/a | xBIM | Pset_WindowCommon | 37165 | n/a | n/a
Reference | info@theNBS.com | 2015-06-15T13:44:06 | Submitted | Component | nbl_Window:External Window:497119 | n/a | n/a | xBIM | Pset_WindowCommon | 37165 | n/a | n/a
ProductionYear | info@theNBS.com | 2015-06-15T13:44:06 | Submitted | Component | nbl_Window:External Window:497119 | n/a | n/a | xBIM | Pset_ManufacturerTypeInformation | 37167 | n/a | n/a
Level | info@theNBS.com | 2015-06-15T13:44:06 | Submitted | Component | nbl_Window:External Window:497119 | Level: 01 - Ground Floor | n/a | xBIM | Constraints | 37200 | n/a | n/a
Sill Height | info@theNBS.com | 2015-06-15T13:44:06 | Submitted | Component | nbl_Window:External Window:497119 | 1.05 | n/a | xBIM | Constraints | 37200 | n/a | n/a
BottomHung | info@theNBS.com | 2015-06-15T13:44:06 | Submitted | Component | nbl_Window:External Window:497119 | n/a | n/a | xBIM | Construction | 37205 | n/a | n/a
DoubleGlazing | info@theNBS.com | 2015-06-15T13:44:06 | Submitted | Component | nbl_Window:External Window:497119 | TRUE | n/a | xBIM | Construction | 37205 | n/a | n/a
FixedLight | info@theNBS.com | 2015-06-15T13:44:06 | Submitted | Component | nbl_Window:External Window:497119 | n/a | n/a | xBIM | Construction | 37205 | n/a | n/a
FixedLightDoubleGlazed | info@theNBS.com | 2015-06-15T13:44:06 | Submitted | Component | nbl_Window:External Window:497119 | n/a | n/a | xBIM | Construction | 37205 | n/a | n/a
FixedLightTripleGlazed | info@theNBS.com | 2015-06-15T13:44:06 | Submitted | Component | nbl_Window:External Window:497119 | n/a | n/a | xBIM | Construction | 37205 | n/a | n/a
PivotHorizontal | info@theNBS.com | 2015-06-15T13:44:06 | Submitted | Component | nbl_Window:External Window:497119 | n/a | n/a | xBIM | Construction | 37205 | n/a | n/a
PivotVertical | info@theNBS.com | 2015-06-15T13:44:06 | Submitted | Component | nbl_Window:External Window:497119 | n/a | n/a | xBIM | Construction | 37205 | n/a | n/a
SideHungLeftHand | info@theNBS.com | 2015-06-15T13:44:06 | Submitted | Component | nbl_Window:External Window:497119 | n/a | n/a | xBIM | Construction | 37205 | n/a | n/a
SideHungRightHand | info@theNBS.com | 2015-06-15T13:44:06 | Submitted | Component | nbl_Window:External Window:497119 | n/a | n/a | xBIM | Construction | 37205 | n/a | n/a
SlidingHorizontal | info@theNBS.com | 2015-06-15T13:44:06 | Submitted | Component | nbl_Window:External Window:497119 | n/a | n/a | xBIM | Construction | 37205 | n/a | n/a
SlidingVertical | info@theNBS.com | 2015-06-15T13:44:06 | Submitted | Component | nbl_Window:External Window:497119 | n/a | n/a | xBIM | Construction | 37205 | n/a | n/a
TiltAndTurnLeftHand | info@theNBS.com | 2015-06-15T13:44:06 | Submitted | Component | nbl_Window:External Window:497119 | n/a | n/a | xBIM | Construction | 37205 | n/a | n/a
TiltAndTurnRightHand | info@theNBS.com | 2015-06-15T13:44:06 | Submitted | Component | nbl_Window:External Window:497119 | n/a | n/a | xBIM | Construction | 37205 | n/a | n/a
TopHung | info@theNBS.com | 2015-06-15T13:44:06 | Submitted | Component | nbl_Window:External Window:497119 | TRUE | n/a | xBIM | Construction | 37205 | n/a | n/a
TripleGlazing | info@theNBS.com | 2015-06-15T13:44:06 | Submitted | Component | nbl_Window:External Window:497119 | n/a | n/a | xBIM | Construction | 37205 | n/a | n/a
Window | info@theNBS.com | 2015-06-15T13:44:06 | Submitted | Component | nbl_Window:External Window:497119 | TRUE | n/a | xBIM | Construction | 37205 | n/a | n/a
Rough Height | info@theNBS.com | 2015-06-15T13:44:06 | Submitted | Component | nbl_Window:External Window:497119 | 0 | n/a | xBIM | Dimensions | 37210 | n/a | n/a
Rough Width | info@theNBS.com | 2015-06-15T13:44:06 | Submitted | Component | nbl_Window:External Window:497119 | 0 | n/a | xBIM | Dimensions | 37210 | n/a | n/a
Area | info@theNBS.com | 2015-06-15T13:44:06 | Submitted | Component | nbl_Window:External Window:497119 | 1.9705 | n/a | xBIM | Dimensions | 37210 | n/a | n/a
StructuralOpeningHeight | info@theNBS.com | 2015-06-15T13:44:06 | Submitted | Component | nbl_Window:External Window:497119 | 1.2 | n/a | xBIM | Dimensions | 37210 | n/a | n/a
StructuralOpeningWidth | info@theNBS.com | 2015-06-15T13:44:06 | Submitted | Component | nbl_Window:External Window:497119 | 0.9 | n/a | xBIM | Dimensions | 37210 | n/a | n/a
Volume | info@theNBS.com | 2015-06-15T13:44:06 | Submitted | Component | nbl_Window:External Window:497119 | 0.024117 | n/a | xBIM | Dimensions | 37210 | n/a | n/a
ComponentNumber | info@theNBS.com | 2015-06-15T13:44:06 | Submitted | Component | nbl_Window:External Window:497119 | n/a | n/a | xBIM | Identity Data | 37215 | n/a | n/a
FrameMaterial | info@theNBS.com | 2015-06-15T13:44:06 | Submitted | Component | nbl_Window:External Window:497119 | n/a | n/a | xBIM | Identity Data | 37215 | n/a | n/a
PoweredOperation | info@theNBS.com | 2015-06-15T13:44:06 | Submitted | Component | nbl_Window:External Window:497119 | n/a | n/a | xBIM | Identity Data | 37215 | n/a | n/a
SecurityRating.Identity Data | info@theNBS.com | 2015-06-15T13:44:06 | Submitted | Component | nbl_Window:External Window:497119 | n/a | n/a | xBIM | Identity Data | 37215 | n/a | n/a
BurglarResistant | info@theNBS.com | 2015-06-15T13:44:06 | Submitted | Component | nbl_Window:External Window:497119 | TRUE | n/a | xBIM | Identity Data | 37215 | n/a | n/a
SafetyGlazing | info@theNBS.com | 2015-06-15T13:44:06 | Submitted | Component | nbl_Window:External Window:497119 | n/a | n/a | xBIM | Identity Data | 37215 | n/a | n/a
WindowNumber | info@theNBS.com | 2015-06-15T13:44:06 | Submitted | Component | nbl_Window:External Window:497119 | n/a | n/a | xBIM | Identity Data | 37215 | n/a | n/a
Mark | info@theNBS.com | 2015-06-15T13:44:06 | Submitted | Component | nbl_Window:External Window:497119 | 16 | n/a | xBIM | Identity Data | 37215 | n/a | n/a
AssetIdentifier | info@theNBS.com | 2015-06-15T13:44:06 | Submitted | Component | nbl_Window:External Window:497119 | n/a | n/a | xBIM | Other | 37220 | n/a | n/a
BarCode | info@theNBS.com | 2015-06-15T13:44:06 | Submitted | Component | nbl_Window:External Window:497119 | n/a | n/a | xBIM | Other | 37220 | n/a | n/a
Host Id | info@theNBS.com | 2015-06-15T13:44:06 | Submitted | Component | nbl_Window:External Window:497119 | Basic Wall: External Stone Wall | n/a | xBIM | Other | 37220 | n/a | n/a
InstallationDate | info@theNBS.com | 2015-06-15T13:44:06 | Submitted | Component | nbl_Window:External Window:497119 | n/a | n/a | xBIM | Other | 37220 | n/a | n/a
SerialNumber | info@theNBS.com | 2015-06-15T13:44:06 | Submitted | Component | nbl_Window:External Window:497119 | n/a | n/a | xBIM | Other | 37220 | n/a | n/a
TagNumber | info@theNBS.com | 2015-06-15T13:44:06 | Submitted | Component | nbl_Window:External Window:497119 | n/a | n/a | xBIM | Other | 37220 | n/a | n/a
WarrantyStartDate | info@theNBS.com | 2015-06-15T13:44:06 | Submitted | Component | nbl_Window:External Window:497119 | n/a | n/a | xBIM | Other | 37220 | n/a | n/a
NominalLength | info@theNBS.com | 2015-06-15T13:44:06 | Submitted | Component | nbl_Window:External Window:497119 | 0 | n/a | xBIM | Other | 37220 | n/a | n/a
Category | info@theNBS.com | 2015-06-15T13:44:06 | Submitted | Component | nbl_Window:External Window:497119 | Windows | n/a | xBIM | Other | 37220 | n/a | n/a
Family | info@theNBS.com | 2015-06-15T13:44:06 | Submitted | Component | nbl_Window:External Window:497119 | nbl_Window: External Window | n/a | xBIM | Other | 37220 | n/a | n/a
Family and Type | info@theNBS.com | 2015-06-15T13:44:06 | Submitted | Component | nbl_Window:External Window:497119 | nbl_Window: External Window | n/a | xBIM | Other | 37220 | n/a | n/a
Type | info@theNBS.com | 2015-06-15T13:44:06 | Submitted | Component | nbl_Window:External Window:497119 | nbl_Window: External Window | n/a | xBIM | Other | 37220 | n/a | n/a
Type Id | info@theNBS.com | 2015-06-15T13:44:06 | Submitted | Component | nbl_Window:External Window:497119 | nbl_Window: External Window | n/a | xBIM | Other | 37220 | n/a | n/a
Head Height | info@theNBS.com | 2015-06-15T13:44:06 | Submitted | Component | nbl_Window:External Window:497119 | 1.05 | n/a | xBIM | Other | 37220 | n/a | n/a
NominalHeight | info@theNBS.com | 2015-06-15T13:44:06 | Submitted | Component | nbl_Window:External Window:497119 | 1.2 | n/a | xBIM | Other | 37220 | n/a | n/a
NominalWidth | info@theNBS.com | 2015-06-15T13:44:06 | Submitted | Component | nbl_Window:External Window:497119 | 0.9 | n/a | xBIM | Other | 37220 | n/a | n/a
Phase Created | info@theNBS.com | 2015-06-15T13:44:06 | Submitted | Component | nbl_Window:External Window:497119 | New Construction | n/a | xBIM | Phasing | 37225 | n/a | n/a
IsExternal | info@theNBS.com | 2015-06-15T13:44:06 | Submitted | Component | nbl_Window:External Window:497179 | TRUE | n/a | xBIM | Pset_WindowCommon | 37249 | n/a | n/a
FireRating | info@theNBS.com | 2015-06-15T13:44:06 | Submitted | Component | nbl_Window:External Window:497179 | n/a | n/a | xBIM | Pset_WindowCommon | 37249 | n/a | n/a
ThermalTransmittance | info@theNBS.com | 2015-06-15T13:44:06 | Submitted | Component | nbl_Window:External Window:497179 | 0 | n/a | xBIM | Pset_WindowCommon | 37249 | n/a | n/a
AcousticRating | info@theNBS.com | 2015-06-15T13:44:06 | Submitted | Component | nbl_Window:External Window:497179 | n/a | n/a | xBIM | Pset_WindowCommon | 37249 | n/a | n/a
SecurityRating.Pset_WindowCommon | info@theNBS.com | 2015-06-15T13:44:06 | Submitted | Component | nbl_Window:External Window:497179 | n/a | n/a | xBIM | Pset_WindowCommon | 37249 | n/a | n/a
Reference | info@theNBS.com | 2015-06-15T13:44:06 | Submitted | Component | nbl_Window:External Window:497179 | n/a | n/a | xBIM | Pset_WindowCommon | 37249 | n/a | n/a
ProductionYear | info@theNBS.com | 2015-06-15T13:44:06 | Submitted | Component | nbl_Window:External Window:497179 | n/a | n/a | xBIM | Pset_ManufacturerTypeInformation | 37251 | n/a | n/a
Level | info@theNBS.com | 2015-06-15T13:44:06 | Submitted | Component | nbl_Window:External Window:497179 | Level: 01 - Ground Floor | n/a | xBIM | Constraints | 37284 | n/a | n/a
Sill Height | info@theNBS.com | 2015-06-15T13:44:06 | Submitted | Component | nbl_Window:External Window:497179 | 1.05 | n/a | xBIM | Constraints | 37284 | n/a | n/a
BottomHung | info@theNBS.com | 2015-06-15T13:44:06 | Submitted | Component | nbl_Window:External Window:497179 | n/a | n/a | xBIM | Construction | 37289 | n/a | n/a
DoubleGlazing | info@theNBS.com | 2015-06-15T13:44:06 | Submitted | Component | nbl_Window:External Window:497179 | TRUE | n/a | xBIM | Construction | 37289 | n/a | n/a
FixedLight | info@theNBS.com | 2015-06-15T13:44:06 | Submitted | Component | nbl_Window:External Window:497179 | n/a | n/a | xBIM | Construction | 37289 | n/a | n/a
FixedLightDoubleGlazed | info@theNBS.com | 2015-06-15T13:44:06 | Submitted | Component | nbl_Window:External Window:497179 | n/a | n/a | xBIM | Construction | 37289 | n/a | n/a
FixedLightTripleGlazed | info@theNBS.com | 2015-06-15T13:44:06 | Submitted | Component | nbl_Window:External Window:497179 | n/a | n/a | xBIM | Construction | 37289 | n/a | n/a
PivotHorizontal | info@theNBS.com | 2015-06-15T13:44:06 | Submitted | Component | nbl_Window:External Window:497179 | n/a | n/a | xBIM | Construction | 37289 | n/a | n/a
PivotVertical | info@theNBS.com | 2015-06-15T13:44:06 | Submitted | Component | nbl_Window:External Window:497179 | n/a | n/a | xBIM | Construction | 37289 | n/a | n/a
SideHungLeftHand | info@theNBS.com | 2015-06-15T13:44:06 | Submitted | Component | nbl_Window:External Window:497179 | n/a | n/a | xBIM | Construction | 37289 | n/a | n/a
SideHungRightHand | info@theNBS.com | 2015-06-15T13:44:06 | Submitted | Component | nbl_Window:External Window:497179 | n/a | n/a | xBIM | Construction | 37289 | n/a | n/a
SlidingHorizontal | info@theNBS.com | 2015-06-15T13:44:06 | Submitted | Component | nbl_Window:External Window:497179 | n/a | n/a | xBIM | Construction | 37289 | n/a | n/a
SlidingVertical | info@theNBS.com | 2015-06-15T13:44:06 | Submitted | Component | nbl_Window:External Window:497179 | n/a | n/a | xBIM | Construction | 37289 | n/a | n/a
TiltAndTurnLeftHand | info@theNBS.com | 2015-06-15T13:44:06 | Submitted | Component | nbl_Window:External Window:497179 | n/a | n/a | xBIM | Construction | 37289 | n/a | n/a
TiltAndTurnRightHand | info@theNBS.com | 2015-06-15T13:44:06 | Submitted | Component | nbl_Window:External Window:497179 | n/a | n/a | xBIM | Construction | 37289 | n/a | n/a
TopHung | info@theNBS.com | 2015-06-15T13:44:06 | Submitted | Component | nbl_Window:External Window:497179 | TRUE | n/a | xBIM | Construction | 37289 | n/a | n/a
TripleGlazing | info@theNBS.com | 2015-06-15T13:44:06 | Submitted | Component | nbl_Window:External Window:497179 | n/a | n/a | xBIM | Construction | 37289 | n/a | n/a
Window | info@theNBS.com | 2015-06-15T13:44:06 | Submitted | Component | nbl_Window:External Window:497179 | TRUE | n/a | xBIM | Construction | 37289 | n/a | n/a
Rough Height | info@theNBS.com | 2015-06-15T13:44:06 | Submitted | Component | nbl_Window:External Window:497179 | 0 | n/a | xBIM | Dimensions | 37294 | n/a | n/a
Rough Width | info@theNBS.com | 2015-06-15T13:44:06 | Submitted | Component | nbl_Window:External Window:497179 | 0 | n/a | xBIM | Dimensions | 37294 | n/a | n/a
Area | info@theNBS.com | 2015-06-15T13:44:06 | Submitted | Component | nbl_Window:External Window:497179 | 1.9705 | n/a | xBIM | Dimensions | 37294 | n/a | n/a
StructuralOpeningHeight | info@theNBS.com | 2015-06-15T13:44:06 | Submitted | Component | nbl_Window:External Window:497179 | 1.2 | n/a | xBIM | Dimensions | 37294 | n/a | n/a
StructuralOpeningWidth | info@theNBS.com | 2015-06-15T13:44:06 | Submitted | Component | nbl_Window:External Window:497179 | 0.9 | n/a | xBIM | Dimensions | 37294 | n/a | n/a
Volume | info@theNBS.com | 2015-06-15T13:44:06 | Submitted | Component | nbl_Window:External Window:497179 | 0.024117 | n/a | xBIM | Dimensions | 37294 | n/a | n/a
ComponentNumber | info@theNBS.com | 2015-06-15T13:44:06 | Submitted | Component | nbl_Window:External Window:497179 | n/a | n/a | xBIM | Identity Data | 37299 | n/a | n/a
FrameMaterial | info@theNBS.com | 2015-06-15T13:44:06 | Submitted | Component | nbl_Window:External Window:497179 | n/a | n/a | xBIM | Identity Data | 37299 | n/a | n/a
PoweredOperation | info@theNBS.com | 2015-06-15T13:44:06 | Submitted | Component | nbl_Window:External Window:497179 | n/a | n/a | xBIM | Identity Data | 37299 | n/a | n/a
SecurityRating.Identity Data | info@theNBS.com | 2015-06-15T13:44:06 | Submitted | Component | nbl_Window:External Window:497179 | n/a | n/a | xBIM | Identity Data | 37299 | n/a | n/a
BurglarResistant | info@theNBS.com | 2015-06-15T13:44:06 | Submitted | Component | nbl_Window:External Window:497179 | TRUE | n/a | xBIM | Identity Data | 37299 | n/a | n/a
SafetyGlazing | info@theNBS.com | 2015-06-15T13:44:06 | Submitted | Component | nbl_Window:External Window:497179 | n/a | n/a | xBIM | Identity Data | 37299 | n/a | n/a
WindowNumber | info@theNBS.com | 2015-06-15T13:44:06 | Submitted | Component | nbl_Window:External Window:497179 | n/a | n/a | xBIM | Identity Data | 37299 | n/a | n/a
Mark | info@theNBS.com | 2015-06-15T13:44:06 | Submitted | Component | nbl_Window:External Window:497179 | 17 | n/a | xBIM | Identity Data | 37299 | n/a | n/a
AssetIdentifier | info@theNBS.com | 2015-06-15T13:44:06 | Submitted | Component | nbl_Window:External Window:497179 | n/a | n/a | xBIM | Other | 37304 | n/a | n/a
BarCode | info@theNBS.com | 2015-06-15T13:44:06 | Submitted | Component | nbl_Window:External Window:497179 | n/a | n/a | xBIM | Other | 37304 | n/a | n/a
Host Id | info@theNBS.com | 2015-06-15T13:44:06 | Submitted | Component | nbl_Window:External Window:497179 | Basic Wall: External Stone Wall | n/a | xBIM | Other | 37304 | n/a | n/a
InstallationDate | info@theNBS.com | 2015-06-15T13:44:06 | Submitted | Component | nbl_Window:External Window:497179 | n/a | n/a | xBIM | Other | 37304 | n/a | n/a
SerialNumber | info@theNBS.com | 2015-06-15T13:44:06 | Submitted | Component | nbl_Window:External Window:497179 | n/a | n/a | xBIM | Other | 37304 | n/a | n/a
TagNumber | info@theNBS.com | 2015-06-15T13:44:06 | Submitted | Component | nbl_Window:External Window:497179 | n/a | n/a | xBIM | Other | 37304 | n/a | n/a
WarrantyStartDate | info@theNBS.com | 2015-06-15T13:44:06 | Submitted | Component | nbl_Window:External Window:497179 | n/a | n/a | xBIM | Other | 37304 | n/a | n/a
NominalLength | info@theNBS.com | 2015-06-15T13:44:06 | Submitted | Component | nbl_Window:External Window:497179 | 0 | n/a | xBIM | Other | 37304 | n/a | n/a
Category | info@theNBS.com | 2015-06-15T13:44:06 | Submitted | Component | nbl_Window:External Window:497179 | Windows | n/a | xBIM | Other | 37304 | n/a | n/a
Family | info@theNBS.com | 2015-06-15T13:44:06 | Submitted | Component | nbl_Window:External Window:497179 | nbl_Window: External Window | n/a | xBIM | Other | 37304 | n/a | n/a
Family and Type | info@theNBS.com | 2015-06-15T13:44:06 | Submitted | Component | nbl_Window:External Window:497179 | nbl_Window: External Window | n/a | xBIM | Other | 37304 | n/a | n/a
Type | info@theNBS.com | 2015-06-15T13:44:06 | Submitted | Component | nbl_Window:External Window:497179 | nbl_Window: External Window | n/a | xBIM | Other | 37304 | n/a | n/a
Type Id | info@theNBS.com | 2015-06-15T13:44:06 | Submitted | Component | nbl_Window:External Window:497179 | nbl_Window: External Window | n/a | xBIM | Other | 37304 | n/a | n/a
Head Height | info@theNBS.com | 2015-06-15T13:44:06 | Submitted | Component | nbl_Window:External Window:497179 | 1.05 | n/a | xBIM | Other | 37304 | n/a | n/a
NominalHeight | info@theNBS.com | 2015-06-15T13:44:06 | Submitted | Component | nbl_Window:External Window:497179 | 1.2 | n/a | xBIM | Other | 37304 | n/a | n/a
NominalWidth | info@theNBS.com | 2015-06-15T13:44:06 | Submitted | Component | nbl_Window:External Window:497179 | 0.9 | n/a | xBIM | Other | 37304 | n/a | n/a
Phase Created | info@theNBS.com | 2015-06-15T13:44:06 | Submitted | Component | nbl_Window:External Window:497179 | New Construction | n/a | xBIM | Phasing | 37309 | n/a | n/a
IsExternal | info@theNBS.com | 2015-06-15T13:44:06 | Submitted | Component | nbl_Window:External Window:497265 | TRUE | n/a | xBIM | Pset_WindowCommon | 37333 | n/a | n/a
FireRating | info@theNBS.com | 2015-06-15T13:44:06 | Submitted | Component | nbl_Window:External Window:497265 | n/a | n/a | xBIM | Pset_WindowCommon | 37333 | n/a | n/a
ThermalTransmittance | info@theNBS.com | 2015-06-15T13:44:06 | Submitted | Component | nbl_Window:External Window:497265 | 0 | n/a | xBIM | Pset_WindowCommon | 37333 | n/a | n/a
AcousticRating | info@theNBS.com | 2015-06-15T13:44:06 | Submitted | Component | nbl_Window:External Window:497265 | n/a | n/a | xBIM | Pset_WindowCommon | 37333 | n/a | n/a
SecurityRating.Pset_WindowCommon | info@theNBS.com | 2015-06-15T13:44:06 | Submitted | Component | nbl_Window:External Window:497265 | n/a | n/a | xBIM | Pset_WindowCommon | 37333 | n/a | n/a
Reference | info@theNBS.com | 2015-06-15T13:44:06 | Submitted | Component | nbl_Window:External Window:497265 | n/a | n/a | xBIM | Pset_WindowCommon | 37333 | n/a | n/a
ProductionYear | info@theNBS.com | 2015-06-15T13:44:06 | Submitted | Component | nbl_Window:External Window:497265 | n/a | n/a | xBIM | Pset_ManufacturerTypeInformation | 37335 | n/a | n/a
Level | info@theNBS.com | 2015-06-15T13:44:06 | Submitted | Component | nbl_Window:External Window:497265 | Level: 01 - Ground Floor | n/a | xBIM | Constraints | 37368 | n/a | n/a
Sill Height | info@theNBS.com | 2015-06-15T13:44:06 | Submitted | Component | nbl_Window:External Window:497265 | 1.05 | n/a | xBIM | Constraints | 37368 | n/a | n/a
BottomHung | info@theNBS.com | 2015-06-15T13:44:06 | Submitted | Component | nbl_Window:External Window:497265 | n/a | n/a | xBIM | Construction | 37373 | n/a | n/a
DoubleGlazing | info@theNBS.com | 2015-06-15T13:44:06 | Submitted | Component | nbl_Window:External Window:497265 | TRUE | n/a | xBIM | Construction | 37373 | n/a | n/a
FixedLight | info@theNBS.com | 2015-06-15T13:44:06 | Submitted | Component | nbl_Window:External Window:497265 | n/a | n/a | xBIM | Construction | 37373 | n/a | n/a
FixedLightDoubleGlazed | info@theNBS.com | 2015-06-15T13:44:06 | Submitted | Component | nbl_Window:External Window:497265 | n/a | n/a | xBIM | Construction | 37373 | n/a | n/a
FixedLightTripleGlazed | info@theNBS.com | 2015-06-15T13:44:06 | Submitted | Component | nbl_Window:External Window:497265 | n/a | n/a | xBIM | Construction | 37373 | n/a | n/a
PivotHorizontal | info@theNBS.com | 2015-06-15T13:44:06 | Submitted | Component | nbl_Window:External Window:497265 | n/a | n/a | xBIM | Construction | 37373 | n/a | n/a
PivotVertical | info@theNBS.com | 2015-06-15T13:44:06 | Submitted | Component | nbl_Window:External Window:497265 | n/a | n/a | xBIM | Construction | 37373 | n/a | n/a
SideHungLeftHand | info@theNBS.com | 2015-06-15T13:44:06 | Submitted | Component | nbl_Window:External Window:497265 | n/a | n/a | xBIM | Construction | 37373 | n/a | n/a
SideHungRightHand | info@theNBS.com | 2015-06-15T13:44:06 | Submitted | Component | nbl_Window:External Window:497265 | n/a | n/a | xBIM | Construction | 37373 | n/a | n/a
SlidingHorizontal | info@theNBS.com | 2015-06-15T13:44:06 | Submitted | Component | nbl_Window:External Window:497265 | n/a | n/a | xBIM | Construction | 37373 | n/a | n/a
SlidingVertical | info@theNBS.com | 2015-06-15T13:44:06 | Submitted | Component | nbl_Window:External Window:497265 | n/a | n/a | xBIM | Construction | 37373 | n/a | n/a
TiltAndTurnLeftHand | info@theNBS.com | 2015-06-15T13:44:06 | Submitted | Component | nbl_Window:External Window:497265 | n/a | n/a | xBIM | Construction | 37373 | n/a | n/a
TiltAndTurnRightHand | info@theNBS.com | 2015-06-15T13:44:06 | Submitted | Component | nbl_Window:External Window:497265 | n/a | n/a | xBIM | Construction | 37373 | n/a | n/a
TopHung | info@theNBS.com | 2015-06-15T13:44:06 | Submitted | Component | nbl_Window:External Window:497265 | TRUE | n/a | xBIM | Construction | 37373 | n/a | n/a
TripleGlazing | info@theNBS.com | 2015-06-15T13:44:06 | Submitted | Component | nbl_Window:External Window:497265 | n/a | n/a | xBIM | Construction | 37373 | n/a | n/a
Window | info@theNBS.com | 2015-06-15T13:44:06 | Submitted | Component | nbl_Window:External Window:497265 | TRUE | n/a | xBIM | Construction | 37373 | n/a | n/a
Rough Height | info@theNBS.com | 2015-06-15T13:44:06 | Submitted | Component | nbl_Window:External Window:497265 | 0 | n/a | xBIM | Dimensions | 37378 | n/a | n/a
Rough Width | info@theNBS.com | 2015-06-15T13:44:06 | Submitted | Component | nbl_Window:External Window:497265 | 0 | n/a | xBIM | Dimensions | 37378 | n/a | n/a
Area | info@theNBS.com | 2015-06-15T13:44:06 | Submitted | Component | nbl_Window:External Window:497265 | 1.9705 | n/a | xBIM | Dimensions | 37378 | n/a | n/a
StructuralOpeningHeight | info@theNBS.com | 2015-06-15T13:44:06 | Submitted | Component | nbl_Window:External Window:497265 | 1.2 | n/a | xBIM | Dimensions | 37378 | n/a | n/a
StructuralOpeningWidth | info@theNBS.com | 2015-06-15T13:44:06 | Submitted | Component | nbl_Window:External Window:497265 | 0.9 | n/a | xBIM | Dimensions | 37378 | n/a | n/a
Volume | info@theNBS.com | 2015-06-15T13:44:06 | Submitted | Component | nbl_Window:External Window:497265 | 0.024117 | n/a | xBIM | Dimensions | 37378 | n/a | n/a
ComponentNumber | info@theNBS.com | 2015-06-15T13:44:06 | Submitted | Component | nbl_Window:External Window:497265 | n/a | n/a | xBIM | Identity Data | 37383 | n/a | n/a
FrameMaterial | info@theNBS.com | 2015-06-15T13:44:06 | Submitted | Component | nbl_Window:External Window:497265 | n/a | n/a | xBIM | Identity Data | 37383 | n/a | n/a
PoweredOperation | info@theNBS.com | 2015-06-15T13:44:06 | Submitted | Component | nbl_Window:External Window:497265 | n/a | n/a | xBIM | Identity Data | 37383 | n/a | n/a
SecurityRating.Identity Data | info@theNBS.com | 2015-06-15T13:44:06 | Submitted | Component | nbl_Window:External Window:497265 | n/a | n/a | xBIM | Identity Data | 37383 | n/a | n/a
BurglarResistant | info@theNBS.com | 2015-06-15T13:44:06 | Submitted | Component | nbl_Window:External Window:497265 | TRUE | n/a | xBIM | Identity Data | 37383 | n/a | n/a
SafetyGlazing | info@theNBS.com | 2015-06-15T13:44:06 | Submitted | Component | nbl_Window:External Window:497265 | n/a | n/a | xBIM | Identity Data | 37383 | n/a | n/a
WindowNumber | info@theNBS.com | 2015-06-15T13:44:06 | Submitted | Component | nbl_Window:External Window:497265 | n/a | n/a | xBIM | Identity Data | 37383 | n/a | n/a
Mark | info@theNBS.com | 2015-06-15T13:44:06 | Submitted | Component | nbl_Window:External Window:497265 | 18 | n/a | xBIM | Identity Data | 37383 | n/a | n/a
AssetIdentifier | info@theNBS.com | 2015-06-15T13:44:06 | Submitted | Component | nbl_Window:External Window:497265 | n/a | n/a | xBIM | Other | 37388 | n/a | n/a
BarCode | info@theNBS.com | 2015-06-15T13:44:06 | Submitted | Component | nbl_Window:External Window:497265 | n/a | n/a | xBIM | Other | 37388 | n/a | n/a
Host Id | info@theNBS.com | 2015-06-15T13:44:06 | Submitted | Component | nbl_Window:External Window:497265 | Basic Wall: External Stone Wall | n/a | xBIM | Other | 37388 | n/a | n/a
InstallationDate | info@theNBS.com | 2015-06-15T13:44:06 | Submitted | Component | nbl_Window:External Window:497265 | n/a | n/a | xBIM | Other | 37388 | n/a | n/a
SerialNumber | info@theNBS.com | 2015-06-15T13:44:06 | Submitted | Component | nbl_Window:External Window:497265 | n/a | n/a | xBIM | Other | 37388 | n/a | n/a
TagNumber | info@theNBS.com | 2015-06-15T13:44:06 | Submitted | Component | nbl_Window:External Window:497265 | n/a | n/a | xBIM | Other | 37388 | n/a | n/a
WarrantyStartDate | info@theNBS.com | 2015-06-15T13:44:06 | Submitted | Component | nbl_Window:External Window:497265 | n/a | n/a | xBIM | Other | 37388 | n/a | n/a
NominalLength | info@theNBS.com | 2015-06-15T13:44:06 | Submitted | Component | nbl_Window:External Window:497265 | 0 | n/a | xBIM | Other | 37388 | n/a | n/a
Category | info@theNBS.com | 2015-06-15T13:44:06 | Submitted | Component | nbl_Window:External Window:497265 | Windows | n/a | xBIM | Other | 37388 | n/a | n/a
Family | info@theNBS.com | 2015-06-15T13:44:06 | Submitted | Component | nbl_Window:External Window:497265 | nbl_Window: External Window | n/a | xBIM | Other | 37388 | n/a | n/a
Family and Type | info@theNBS.com | 2015-06-15T13:44:06 | Submitted | Component | nbl_Window:External Window:497265 | nbl_Window: External Window | n/a | xBIM | Other | 37388 | n/a | n/a
Type | info@theNBS.com | 2015-06-15T13:44:06 | Submitted | Component | nbl_Window:External Window:497265 | nbl_Window: External Window | n/a | xBIM | Other | 37388 | n/a | n/a
Type Id | info@theNBS.com | 2015-06-15T13:44:06 | Submitted | Component | nbl_Window:External Window:497265 | nbl_Window: External Window | n/a | xBIM | Other | 37388 | n/a | n/a
Head Height | info@theNBS.com | 2015-06-15T13:44:06 | Submitted | Component | nbl_Window:External Window:497265 | 1.05 | n/a | xBIM | Other | 37388 | n/a | n/a
NominalHeight | info@theNBS.com | 2015-06-15T13:44:06 | Submitted | Component | nbl_Window:External Window:497265 | 1.2 | n/a | xBIM | Other | 37388 | n/a | n/a
NominalWidth | info@theNBS.com | 2015-06-15T13:44:06 | Submitted | Component | nbl_Window:External Window:497265 | 0.9 | n/a | xBIM | Other | 37388 | n/a | n/a
Phase Created | info@theNBS.com | 2015-06-15T13:44:06 | Submitted | Component | nbl_Window:External Window:497265 | New Construction | n/a | xBIM | Phasing | 37393 | n/a | n/a
IsExternal | info@theNBS.com | 2015-06-15T13:44:06 | Submitted | Component | nbl_Window:External Window:497351 | TRUE | n/a | xBIM | Pset_WindowCommon | 37417 | n/a | n/a
FireRating | info@theNBS.com | 2015-06-15T13:44:06 | Submitted | Component | nbl_Window:External Window:497351 | n/a | n/a | xBIM | Pset_WindowCommon | 37417 | n/a | n/a
ThermalTransmittance | info@theNBS.com | 2015-06-15T13:44:06 | Submitted | Component | nbl_Window:External Window:497351 | 0 | n/a | xBIM | Pset_WindowCommon | 37417 | n/a | n/a
AcousticRating | info@theNBS.com | 2015-06-15T13:44:06 | Submitted | Component | nbl_Window:External Window:497351 | n/a | n/a | xBIM | Pset_WindowCommon | 37417 | n/a | n/a
SecurityRating.Pset_WindowCommon | info@theNBS.com | 2015-06-15T13:44:06 | Submitted | Component | nbl_Window:External Window:497351 | n/a | n/a | xBIM | Pset_WindowCommon | 37417 | n/a | n/a
Reference | info@theNBS.com | 2015-06-15T13:44:06 | Submitted | Component | nbl_Window:External Window:497351 | n/a | n/a | xBIM | Pset_WindowCommon | 37417 | n/a | n/a
ProductionYear | info@theNBS.com | 2015-06-15T13:44:06 | Submitted | Component | nbl_Window:External Window:497351 | n/a | n/a | xBIM | Pset_ManufacturerTypeInformation | 37419 | n/a | n/a
Level | info@theNBS.com | 2015-06-15T13:44:06 | Submitted | Component | nbl_Window:External Window:497351 | Level: 01 - Ground Floor | n/a | xBIM | Constraints | 37452 | n/a | n/a
Sill Height | info@theNBS.com | 2015-06-15T13:44:06 | Submitted | Component | nbl_Window:External Window:497351 | 1.05 | n/a | xBIM | Constraints | 37452 | n/a | n/a
BottomHung | info@theNBS.com | 2015-06-15T13:44:06 | Submitted | Component | nbl_Window:External Window:497351 | n/a | n/a | xBIM | Construction | 37457 | n/a | n/a
DoubleGlazing | info@theNBS.com | 2015-06-15T13:44:06 | Submitted | Component | nbl_Window:External Window:497351 | TRUE | n/a | xBIM | Construction | 37457 | n/a | n/a
FixedLight | info@theNBS.com | 2015-06-15T13:44:06 | Submitted | Component | nbl_Window:External Window:497351 | n/a | n/a | xBIM | Construction | 37457 | n/a | n/a
FixedLightDoubleGlazed | info@theNBS.com | 2015-06-15T13:44:06 | Submitted | Component | nbl_Window:External Window:497351 | n/a | n/a | xBIM | Construction | 37457 | n/a | n/a
FixedLightTripleGlazed | info@theNBS.com | 2015-06-15T13:44:06 | Submitted | Component | nbl_Window:External Window:497351 | n/a | n/a | xBIM | Construction | 37457 | n/a | n/a
PivotHorizontal | info@theNBS.com | 2015-06-15T13:44:06 | Submitted | Component | nbl_Window:External Window:497351 | n/a | n/a | xBIM | Construction | 37457 | n/a | n/a
PivotVertical | info@theNBS.com | 2015-06-15T13:44:06 | Submitted | Component | nbl_Window:External Window:497351 | n/a | n/a | xBIM | Construction | 37457 | n/a | n/a
SideHungLeftHand | info@theNBS.com | 2015-06-15T13:44:06 | Submitted | Component | nbl_Window:External Window:497351 | n/a | n/a | xBIM | Construction | 37457 | n/a | n/a
SideHungRightHand | info@theNBS.com | 2015-06-15T13:44:06 | Submitted | Component | nbl_Window:External Window:497351 | n/a | n/a | xBIM | Construction | 37457 | n/a | n/a
SlidingHorizontal | info@theNBS.com | 2015-06-15T13:44:06 | Submitted | Component | nbl_Window:External Window:497351 | n/a | n/a | xBIM | Construction | 37457 | n/a | n/a
SlidingVertical | info@theNBS.com | 2015-06-15T13:44:06 | Submitted | Component | nbl_Window:External Window:497351 | n/a | n/a | xBIM | Construction | 37457 | n/a | n/a
TiltAndTurnLeftHand | info@theNBS.com | 2015-06-15T13:44:06 | Submitted | Component | nbl_Window:External Window:497351 | n/a | n/a | xBIM | Construction | 37457 | n/a | n/a
TiltAndTurnRightHand | info@theNBS.com | 2015-06-15T13:44:06 | Submitted | Component | nbl_Window:External Window:497351 | n/a | n/a | xBIM | Construction | 37457 | n/a | n/a
TopHung | info@theNBS.com | 2015-06-15T13:44:06 | Submitted | Component | nbl_Window:External Window:497351 | TRUE | n/a | xBIM | Construction | 37457 | n/a | n/a
TripleGlazing | info@theNBS.com | 2015-06-15T13:44:06 | Submitted | Component | nbl_Window:External Window:497351 | n/a | n/a | xBIM | Construction | 37457 | n/a | n/a
Window | info@theNBS.com | 2015-06-15T13:44:06 | Submitted | Component | nbl_Window:External Window:497351 | TRUE | n/a | xBIM | Construction | 37457 | n/a | n/a
Rough Height | info@theNBS.com | 2015-06-15T13:44:06 | Submitted | Component | nbl_Window:External Window:497351 | 0 | n/a | xBIM | Dimensions | 37462 | n/a | n/a
Rough Width | info@theNBS.com | 2015-06-15T13:44:06 | Submitted | Component | nbl_Window:External Window:497351 | 0 | n/a | xBIM | Dimensions | 37462 | n/a | n/a
Area | info@theNBS.com | 2015-06-15T13:44:06 | Submitted | Component | nbl_Window:External Window:497351 | 1.9705 | n/a | xBIM | Dimensions | 37462 | n/a | n/a
StructuralOpeningHeight | info@theNBS.com | 2015-06-15T13:44:06 | Submitted | Component | nbl_Window:External Window:497351 | 1.2 | n/a | xBIM | Dimensions | 37462 | n/a | n/a
StructuralOpeningWidth | info@theNBS.com | 2015-06-15T13:44:06 | Submitted | Component | nbl_Window:External Window:497351 | 0.9 | n/a | xBIM | Dimensions | 37462 | n/a | n/a
Volume | info@theNBS.com | 2015-06-15T13:44:06 | Submitted | Component | nbl_Window:External Window:497351 | 0.024117 | n/a | xBIM | Dimensions | 37462 | n/a | n/a
ComponentNumber | info@theNBS.com | 2015-06-15T13:44:06 | Submitted | Component | nbl_Window:External Window:497351 | n/a | n/a | xBIM | Identity Data | 37467 | n/a | n/a
FrameMaterial | info@theNBS.com | 2015-06-15T13:44:06 | Submitted | Component | nbl_Window:External Window:497351 | n/a | n/a | xBIM | Identity Data | 37467 | n/a | n/a
PoweredOperation | info@theNBS.com | 2015-06-15T13:44:06 | Submitted | Component | nbl_Window:External Window:497351 | n/a | n/a | xBIM | Identity Data | 37467 | n/a | n/a
SecurityRating.Identity Data | info@theNBS.com | 2015-06-15T13:44:06 | Submitted | Component | nbl_Window:External Window:497351 | n/a | n/a | xBIM | Identity Data | 37467 | n/a | n/a
BurglarResistant | info@theNBS.com | 2015-06-15T13:44:06 | Submitted | Component | nbl_Window:External Window:497351 | TRUE | n/a | xBIM | Identity Data | 37467 | n/a | n/a
SafetyGlazing | info@theNBS.com | 2015-06-15T13:44:06 | Submitted | Component | nbl_Window:External Window:497351 | n/a | n/a | xBIM | Identity Data | 37467 | n/a | n/a
WindowNumber | info@theNBS.com | 2015-06-15T13:44:06 | Submitted | Component | nbl_Window:External Window:497351 | n/a | n/a | xBIM | Identity Data | 37467 | n/a | n/a
Mark | info@theNBS.com | 2015-06-15T13:44:06 | Submitted | Component | nbl_Window:External Window:497351 | 19 | n/a | xBIM | Identity Data | 37467 | n/a | n/a
AssetIdentifier | info@theNBS.com | 2015-06-15T13:44:06 | Submitted | Component | nbl_Window:External Window:497351 | n/a | n/a | xBIM | Other | 37472 | n/a | n/a
BarCode | info@theNBS.com | 2015-06-15T13:44:06 | Submitted | Component | nbl_Window:External Window:497351 | n/a | n/a | xBIM | Other | 37472 | n/a | n/a
Host Id | info@theNBS.com | 2015-06-15T13:44:06 | Submitted | Component | nbl_Window:External Window:497351 | Basic Wall: External Stone Wall | n/a | xBIM | Other | 37472 | n/a | n/a
InstallationDate | info@theNBS.com | 2015-06-15T13:44:06 | Submitted | Component | nbl_Window:External Window:497351 | n/a | n/a | xBIM | Other | 37472 | n/a | n/a
SerialNumber | info@theNBS.com | 2015-06-15T13:44:06 | Submitted | Component | nbl_Window:External Window:497351 | n/a | n/a | xBIM | Other | 37472 | n/a | n/a
TagNumber | info@theNBS.com | 2015-06-15T13:44:06 | Submitted | Component | nbl_Window:External Window:497351 | n/a | n/a | xBIM | Other | 37472 | n/a | n/a
WarrantyStartDate | info@theNBS.com | 2015-06-15T13:44:06 | Submitted | Component | nbl_Window:External Window:497351 | n/a | n/a | xBIM | Other | 37472 | n/a | n/a
NominalLength | info@theNBS.com | 2015-06-15T13:44:06 | Submitted | Component | nbl_Window:External Window:497351 | 0 | n/a | xBIM | Other | 37472 | n/a | n/a
Category | info@theNBS.com | 2015-06-15T13:44:06 | Submitted | Component | nbl_Window:External Window:497351 | Windows | n/a | xBIM | Other | 37472 | n/a | n/a
Family | info@theNBS.com | 2015-06-15T13:44:06 | Submitted | Component | nbl_Window:External Window:497351 | nbl_Window: External Window | n/a | xBIM | Other | 37472 | n/a | n/a
Family and Type | info@theNBS.com | 2015-06-15T13:44:06 | Submitted | Component | nbl_Window:External Window:497351 | nbl_Window: External Window | n/a | xBIM | Other | 37472 | n/a | n/a
Type | info@theNBS.com | 2015-06-15T13:44:06 | Submitted | Component | nbl_Window:External Window:497351 | nbl_Window: External Window | n/a | xBIM | Other | 37472 | n/a | n/a
Type Id | info@theNBS.com | 2015-06-15T13:44:06 | Submitted | Component | nbl_Window:External Window:497351 | nbl_Window: External Window | n/a | xBIM | Other | 37472 | n/a | n/a
Head Height | info@theNBS.com | 2015-06-15T13:44:06 | Submitted | Component | nbl_Window:External Window:497351 | 1.05 | n/a | xBIM | Other | 37472 | n/a | n/a
NominalHeight | info@theNBS.com | 2015-06-15T13:44:06 | Submitted | Component | nbl_Window:External Window:497351 | 1.2 | n/a | xBIM | Other | 37472 | n/a | n/a
NominalWidth | info@theNBS.com | 2015-06-15T13:44:06 | Submitted | Component | nbl_Window:External Window:497351 | 0.9 | n/a | xBIM | Other | 37472 | n/a | n/a
Phase Created | info@theNBS.com | 2015-06-15T13:44:06 | Submitted | Component | nbl_Window:External Window:497351 | New Construction | n/a | xBIM | Phasing | 37477 | n/a | n/a
IsExternal | info@theNBS.com | 2015-06-15T13:44:06 | Submitted | Component | nbl_Window:External Window:497421 | TRUE | n/a | xBIM | Pset_WindowCommon | 37501 | n/a | n/a
FireRating | info@theNBS.com | 2015-06-15T13:44:06 | Submitted | Component | nbl_Window:External Window:497421 | n/a | n/a | xBIM | Pset_WindowCommon | 37501 | n/a | n/a
ThermalTransmittance | info@theNBS.com | 2015-06-15T13:44:06 | Submitted | Component | nbl_Window:External Window:497421 | 0 | n/a | xBIM | Pset_WindowCommon | 37501 | n/a | n/a
AcousticRating | info@theNBS.com | 2015-06-15T13:44:06 | Submitted | Component | nbl_Window:External Window:497421 | n/a | n/a | xBIM | Pset_WindowCommon | 37501 | n/a | n/a
SecurityRating.Pset_WindowCommon | info@theNBS.com | 2015-06-15T13:44:06 | Submitted | Component | nbl_Window:External Window:497421 | n/a | n/a | xBIM | Pset_WindowCommon | 37501 | n/a | n/a
Reference | info@theNBS.com | 2015-06-15T13:44:06 | Submitted | Component | nbl_Window:External Window:497421 | n/a | n/a | xBIM | Pset_WindowCommon | 37501 | n/a | n/a
ProductionYear | info@theNBS.com | 2015-06-15T13:44:06 | Submitted | Component | nbl_Window:External Window:497421 | n/a | n/a | xBIM | Pset_ManufacturerTypeInformation | 37503 | n/a | n/a
Level | info@theNBS.com | 2015-06-15T13:44:06 | Submitted | Component | nbl_Window:External Window:497421 | Level: 01 - Ground Floor | n/a | xBIM | Constraints | 37536 | n/a | n/a
Sill Height | info@theNBS.com | 2015-06-15T13:44:06 | Submitted | Component | nbl_Window:External Window:497421 | 1.05 | n/a | xBIM | Constraints | 37536 | n/a | n/a
BottomHung | info@theNBS.com | 2015-06-15T13:44:06 | Submitted | Component | nbl_Window:External Window:497421 | n/a | n/a | xBIM | Construction | 37541 | n/a | n/a
DoubleGlazing | info@theNBS.com | 2015-06-15T13:44:06 | Submitted | Component | nbl_Window:External Window:497421 | TRUE | n/a | xBIM | Construction | 37541 | n/a | n/a
FixedLight | info@theNBS.com | 2015-06-15T13:44:06 | Submitted | Component | nbl_Window:External Window:497421 | n/a | n/a | xBIM | Construction | 37541 | n/a | n/a
FixedLightDoubleGlazed | info@theNBS.com | 2015-06-15T13:44:06 | Submitted | Component | nbl_Window:External Window:497421 | n/a | n/a | xBIM | Construction | 37541 | n/a | n/a
FixedLightTripleGlazed | info@theNBS.com | 2015-06-15T13:44:06 | Submitted | Component | nbl_Window:External Window:497421 | n/a | n/a | xBIM | Construction | 37541 | n/a | n/a
PivotHorizontal | info@theNBS.com | 2015-06-15T13:44:06 | Submitted | Component | nbl_Window:External Window:497421 | n/a | n/a | xBIM | Construction | 37541 | n/a | n/a
PivotVertical | info@theNBS.com | 2015-06-15T13:44:06 | Submitted | Component | nbl_Window:External Window:497421 | n/a | n/a | xBIM | Construction | 37541 | n/a | n/a
SideHungLeftHand | info@theNBS.com | 2015-06-15T13:44:06 | Submitted | Component | nbl_Window:External Window:497421 | n/a | n/a | xBIM | Construction | 37541 | n/a | n/a
SideHungRightHand | info@theNBS.com | 2015-06-15T13:44:06 | Submitted | Component | nbl_Window:External Window:497421 | n/a | n/a | xBIM | Construction | 37541 | n/a | n/a
SlidingHorizontal | info@theNBS.com | 2015-06-15T13:44:06 | Submitted | Component | nbl_Window:External Window:497421 | n/a | n/a | xBIM | Construction | 37541 | n/a | n/a
SlidingVertical | info@theNBS.com | 2015-06-15T13:44:06 | Submitted | Component | nbl_Window:External Window:497421 | n/a | n/a | xBIM | Construction | 37541 | n/a | n/a
TiltAndTurnLeftHand | info@theNBS.com | 2015-06-15T13:44:06 | Submitted | Component | nbl_Window:External Window:497421 | n/a | n/a | xBIM | Construction | 37541 | n/a | n/a
TiltAndTurnRightHand | info@theNBS.com | 2015-06-15T13:44:06 | Submitted | Component | nbl_Window:External Window:497421 | n/a | n/a | xBIM | Construction | 37541 | n/a | n/a
TopHung | info@theNBS.com | 2015-06-15T13:44:06 | Submitted | Component | nbl_Window:External Window:497421 | TRUE | n/a | xBIM | Construction | 37541 | n/a | n/a
TripleGlazing | info@theNBS.com | 2015-06-15T13:44:06 | Submitted | Component | nbl_Window:External Window:497421 | n/a | n/a | xBIM | Construction | 37541 | n/a | n/a
Window | info@theNBS.com | 2015-06-15T13:44:06 | Submitted | Component | nbl_Window:External Window:497421 | TRUE | n/a | xBIM | Construction | 37541 | n/a | n/a
Rough Height | info@theNBS.com | 2015-06-15T13:44:06 | Submitted | Component | nbl_Window:External Window:497421 | 0 | n/a | xBIM | Dimensions | 37546 | n/a | n/a
Rough Width | info@theNBS.com | 2015-06-15T13:44:06 | Submitted | Component | nbl_Window:External Window:497421 | 0 | n/a | xBIM | Dimensions | 37546 | n/a | n/a
Area | info@theNBS.com | 2015-06-15T13:44:06 | Submitted | Component | nbl_Window:External Window:497421 | 1.9705 | n/a | xBIM | Dimensions | 37546 | n/a | n/a
StructuralOpeningHeight | info@theNBS.com | 2015-06-15T13:44:06 | Submitted | Component | nbl_Window:External Window:497421 | 1.2 | n/a | xBIM | Dimensions | 37546 | n/a | n/a
StructuralOpeningWidth | info@theNBS.com | 2015-06-15T13:44:06 | Submitted | Component | nbl_Window:External Window:497421 | 0.9 | n/a | xBIM | Dimensions | 37546 | n/a | n/a
Volume | info@theNBS.com | 2015-06-15T13:44:06 | Submitted | Component | nbl_Window:External Window:497421 | 0.024117 | n/a | xBIM | Dimensions | 37546 | n/a | n/a
ComponentNumber | info@theNBS.com | 2015-06-15T13:44:06 | Submitted | Component | nbl_Window:External Window:497421 | n/a | n/a | xBIM | Identity Data | 37551 | n/a | n/a
FrameMaterial | info@theNBS.com | 2015-06-15T13:44:06 | Submitted | Component | nbl_Window:External Window:497421 | n/a | n/a | xBIM | Identity Data | 37551 | n/a | n/a
PoweredOperation | info@theNBS.com | 2015-06-15T13:44:06 | Submitted | Component | nbl_Window:External Window:497421 | n/a | n/a | xBIM | Identity Data | 37551 | n/a | n/a
SecurityRating.Identity Data | info@theNBS.com | 2015-06-15T13:44:06 | Submitted | Component | nbl_Window:External Window:497421 | n/a | n/a | xBIM | Identity Data | 37551 | n/a | n/a
BurglarResistant | info@theNBS.com | 2015-06-15T13:44:06 | Submitted | Component | nbl_Window:External Window:497421 | TRUE | n/a | xBIM | Identity Data | 37551 | n/a | n/a
SafetyGlazing | info@theNBS.com | 2015-06-15T13:44:06 | Submitted | Component | nbl_Window:External Window:497421 | n/a | n/a | xBIM | Identity Data | 37551 | n/a | n/a
WindowNumber | info@theNBS.com | 2015-06-15T13:44:06 | Submitted | Component | nbl_Window:External Window:497421 | n/a | n/a | xBIM | Identity Data | 37551 | n/a | n/a
Mark | info@theNBS.com | 2015-06-15T13:44:06 | Submitted | Component | nbl_Window:External Window:497421 | 20 | n/a | xBIM | Identity Data | 37551 | n/a | n/a
AssetIdentifier | info@theNBS.com | 2015-06-15T13:44:06 | Submitted | Component | nbl_Window:External Window:497421 | n/a | n/a | xBIM | Other | 37556 | n/a | n/a
BarCode | info@theNBS.com | 2015-06-15T13:44:06 | Submitted | Component | nbl_Window:External Window:497421 | n/a | n/a | xBIM | Other | 37556 | n/a | n/a
Host Id | info@theNBS.com | 2015-06-15T13:44:06 | Submitted | Component | nbl_Window:External Window:497421 | Basic Wall: External Stone Wall | n/a | xBIM | Other | 37556 | n/a | n/a
InstallationDate | info@theNBS.com | 2015-06-15T13:44:06 | Submitted | Component | nbl_Window:External Window:497421 | n/a | n/a | xBIM | Other | 37556 | n/a | n/a
SerialNumber | info@theNBS.com | 2015-06-15T13:44:06 | Submitted | Component | nbl_Window:External Window:497421 | n/a | n/a | xBIM | Other | 37556 | n/a | n/a
TagNumber | info@theNBS.com | 2015-06-15T13:44:06 | Submitted | Component | nbl_Window:External Window:497421 | n/a | n/a | xBIM | Other | 37556 | n/a | n/a
WarrantyStartDate | info@theNBS.com | 2015-06-15T13:44:06 | Submitted | Component | nbl_Window:External Window:497421 | n/a | n/a | xBIM | Other | 37556 | n/a | n/a
NominalLength | info@theNBS.com | 2015-06-15T13:44:06 | Submitted | Component | nbl_Window:External Window:497421 | 0 | n/a | xBIM | Other | 37556 | n/a | n/a
Category | info@theNBS.com | 2015-06-15T13:44:06 | Submitted | Component | nbl_Window:External Window:497421 | Windows | n/a | xBIM | Other | 37556 | n/a | n/a
Family | info@theNBS.com | 2015-06-15T13:44:06 | Submitted | Component | nbl_Window:External Window:497421 | nbl_Window: External Window | n/a | xBIM | Other | 37556 | n/a | n/a
Family and Type | info@theNBS.com | 2015-06-15T13:44:06 | Submitted | Component | nbl_Window:External Window:497421 | nbl_Window: External Window | n/a | xBIM | Other | 37556 | n/a | n/a
Type | info@theNBS.com | 2015-06-15T13:44:06 | Submitted | Component | nbl_Window:External Window:497421 | nbl_Window: External Window | n/a | xBIM | Other | 37556 | n/a | n/a
Type Id | info@theNBS.com | 2015-06-15T13:44:06 | Submitted | Component | nbl_Window:External Window:497421 | nbl_Window: External Window | n/a | xBIM | Other | 37556 | n/a | n/a
Head Height | info@theNBS.com | 2015-06-15T13:44:06 | Submitted | Component | nbl_Window:External Window:497421 | 1.05 | n/a | xBIM | Other | 37556 | n/a | n/a
NominalHeight | info@theNBS.com | 2015-06-15T13:44:06 | Submitted | Component | nbl_Window:External Window:497421 | 1.2 | n/a | xBIM | Other | 37556 | n/a | n/a
NominalWidth | info@theNBS.com | 2015-06-15T13:44:06 | Submitted | Component | nbl_Window:External Window:497421 | 0.9 | n/a | xBIM | Other | 37556 | n/a | n/a
Phase Created | info@theNBS.com | 2015-06-15T13:44:06 | Submitted | Component | nbl_Window:External Window:497421 | New Construction | n/a | xBIM | Phasing | 37561 | n/a | n/a
IsExternal | info@theNBS.com | 2015-06-15T13:44:06 | Submitted | Component | nbl_Window:External Window:497551 | TRUE | n/a | xBIM | Pset_WindowCommon | 37585 | n/a | n/a
FireRating | info@theNBS.com | 2015-06-15T13:44:06 | Submitted | Component | nbl_Window:External Window:497551 | n/a | n/a | xBIM | Pset_WindowCommon | 37585 | n/a | n/a
ThermalTransmittance | info@theNBS.com | 2015-06-15T13:44:06 | Submitted | Component | nbl_Window:External Window:497551 | 0 | n/a | xBIM | Pset_WindowCommon | 37585 | n/a | n/a
AcousticRating | info@theNBS.com | 2015-06-15T13:44:06 | Submitted | Component | nbl_Window:External Window:497551 | n/a | n/a | xBIM | Pset_WindowCommon | 37585 | n/a | n/a
SecurityRating.Pset_WindowCommon | info@theNBS.com | 2015-06-15T13:44:06 | Submitted | Component | nbl_Window:External Window:497551 | n/a | n/a | xBIM | Pset_WindowCommon | 37585 | n/a | n/a
Reference | info@theNBS.com | 2015-06-15T13:44:06 | Submitted | Component | nbl_Window:External Window:497551 | n/a | n/a | xBIM | Pset_WindowCommon | 37585 | n/a | n/a
ProductionYear | info@theNBS.com | 2015-06-15T13:44:06 | Submitted | Component | nbl_Window:External Window:497551 | n/a | n/a | xBIM | Pset_ManufacturerTypeInformation | 37587 | n/a | n/a
Level | info@theNBS.com | 2015-06-15T13:44:06 | Submitted | Component | nbl_Window:External Window:497551 | Level: 01 - Ground Floor | n/a | xBIM | Constraints | 37620 | n/a | n/a
Sill Height | info@theNBS.com | 2015-06-15T13:44:06 | Submitted | Component | nbl_Window:External Window:497551 | 1.05 | n/a | xBIM | Constraints | 37620 | n/a | n/a
BottomHung | info@theNBS.com | 2015-06-15T13:44:06 | Submitted | Component | nbl_Window:External Window:497551 | n/a | n/a | xBIM | Construction | 37625 | n/a | n/a
DoubleGlazing | info@theNBS.com | 2015-06-15T13:44:06 | Submitted | Component | nbl_Window:External Window:497551 | TRUE | n/a | xBIM | Construction | 37625 | n/a | n/a
FixedLight | info@theNBS.com | 2015-06-15T13:44:06 | Submitted | Component | nbl_Window:External Window:497551 | n/a | n/a | xBIM | Construction | 37625 | n/a | n/a
FixedLightDoubleGlazed | info@theNBS.com | 2015-06-15T13:44:06 | Submitted | Component | nbl_Window:External Window:497551 | n/a | n/a | xBIM | Construction | 37625 | n/a | n/a
FixedLightTripleGlazed | info@theNBS.com | 2015-06-15T13:44:06 | Submitted | Component | nbl_Window:External Window:497551 | n/a | n/a | xBIM | Construction | 37625 | n/a | n/a
PivotHorizontal | info@theNBS.com | 2015-06-15T13:44:06 | Submitted | Component | nbl_Window:External Window:497551 | n/a | n/a | xBIM | Construction | 37625 | n/a | n/a
PivotVertical | info@theNBS.com | 2015-06-15T13:44:06 | Submitted | Component | nbl_Window:External Window:497551 | n/a | n/a | xBIM | Construction | 37625 | n/a | n/a
SideHungLeftHand | info@theNBS.com | 2015-06-15T13:44:06 | Submitted | Component | nbl_Window:External Window:497551 | n/a | n/a | xBIM | Construction | 37625 | n/a | n/a
SideHungRightHand | info@theNBS.com | 2015-06-15T13:44:06 | Submitted | Component | nbl_Window:External Window:497551 | n/a | n/a | xBIM | Construction | 37625 | n/a | n/a
SlidingHorizontal | info@theNBS.com | 2015-06-15T13:44:06 | Submitted | Component | nbl_Window:External Window:497551 | n/a | n/a | xBIM | Construction | 37625 | n/a | n/a
SlidingVertical | info@theNBS.com | 2015-06-15T13:44:06 | Submitted | Component | nbl_Window:External Window:497551 | n/a | n/a | xBIM | Construction | 37625 | n/a | n/a
TiltAndTurnLeftHand | info@theNBS.com | 2015-06-15T13:44:06 | Submitted | Component | nbl_Window:External Window:497551 | n/a | n/a | xBIM | Construction | 37625 | n/a | n/a
TiltAndTurnRightHand | info@theNBS.com | 2015-06-15T13:44:06 | Submitted | Component | nbl_Window:External Window:497551 | n/a | n/a | xBIM | Construction | 37625 | n/a | n/a
TopHung | info@theNBS.com | 2015-06-15T13:44:06 | Submitted | Component | nbl_Window:External Window:497551 | TRUE | n/a | xBIM | Construction | 37625 | n/a | n/a
TripleGlazing | info@theNBS.com | 2015-06-15T13:44:06 | Submitted | Component | nbl_Window:External Window:497551 | n/a | n/a | xBIM | Construction | 37625 | n/a | n/a
Window | info@theNBS.com | 2015-06-15T13:44:06 | Submitted | Component | nbl_Window:External Window:497551 | TRUE | n/a | xBIM | Construction | 37625 | n/a | n/a
Rough Height | info@theNBS.com | 2015-06-15T13:44:06 | Submitted | Component | nbl_Window:External Window:497551 | 0 | n/a | xBIM | Dimensions | 37630 | n/a | n/a
Rough Width | info@theNBS.com | 2015-06-15T13:44:06 | Submitted | Component | nbl_Window:External Window:497551 | 0 | n/a | xBIM | Dimensions | 37630 | n/a | n/a
Area | info@theNBS.com | 2015-06-15T13:44:06 | Submitted | Component | nbl_Window:External Window:497551 | 1.9705 | n/a | xBIM | Dimensions | 37630 | n/a | n/a
StructuralOpeningHeight | info@theNBS.com | 2015-06-15T13:44:06 | Submitted | Component | nbl_Window:External Window:497551 | 1.2 | n/a | xBIM | Dimensions | 37630 | n/a | n/a
StructuralOpeningWidth | info@theNBS.com | 2015-06-15T13:44:06 | Submitted | Component | nbl_Window:External Window:497551 | 0.9 | n/a | xBIM | Dimensions | 37630 | n/a | n/a
Volume | info@theNBS.com | 2015-06-15T13:44:06 | Submitted | Component | nbl_Window:External Window:497551 | 0.024117 | n/a | xBIM | Dimensions | 37630 | n/a | n/a
ComponentNumber | info@theNBS.com | 2015-06-15T13:44:06 | Submitted | Component | nbl_Window:External Window:497551 | n/a | n/a | xBIM | Identity Data | 37635 | n/a | n/a
FrameMaterial | info@theNBS.com | 2015-06-15T13:44:06 | Submitted | Component | nbl_Window:External Window:497551 | n/a | n/a | xBIM | Identity Data | 37635 | n/a | n/a
PoweredOperation | info@theNBS.com | 2015-06-15T13:44:06 | Submitted | Component | nbl_Window:External Window:497551 | n/a | n/a | xBIM | Identity Data | 37635 | n/a | n/a
SecurityRating.Identity Data | info@theNBS.com | 2015-06-15T13:44:06 | Submitted | Component | nbl_Window:External Window:497551 | n/a | n/a | xBIM | Identity Data | 37635 | n/a | n/a
BurglarResistant | info@theNBS.com | 2015-06-15T13:44:06 | Submitted | Component | nbl_Window:External Window:497551 | TRUE | n/a | xBIM | Identity Data | 37635 | n/a | n/a
SafetyGlazing | info@theNBS.com | 2015-06-15T13:44:06 | Submitted | Component | nbl_Window:External Window:497551 | n/a | n/a | xBIM | Identity Data | 37635 | n/a | n/a
WindowNumber | info@theNBS.com | 2015-06-15T13:44:06 | Submitted | Component | nbl_Window:External Window:497551 | n/a | n/a | xBIM | Identity Data | 37635 | n/a | n/a
Mark | info@theNBS.com | 2015-06-15T13:44:06 | Submitted | Component | nbl_Window:External Window:497551 | 21 | n/a | xBIM | Identity Data | 37635 | n/a | n/a
AssetIdentifier | info@theNBS.com | 2015-06-15T13:44:06 | Submitted | Component | nbl_Window:External Window:497551 | n/a | n/a | xBIM | Other | 37640 | n/a | n/a
BarCode | info@theNBS.com | 2015-06-15T13:44:06 | Submitted | Component | nbl_Window:External Window:497551 | n/a | n/a | xBIM | Other | 37640 | n/a | n/a
Host Id | info@theNBS.com | 2015-06-15T13:44:06 | Submitted | Component | nbl_Window:External Window:497551 | Basic Wall: External Stone Wall | n/a | xBIM | Other | 37640 | n/a | n/a
InstallationDate | info@theNBS.com | 2015-06-15T13:44:06 | Submitted | Component | nbl_Window:External Window:497551 | n/a | n/a | xBIM | Other | 37640 | n/a | n/a
SerialNumber | info@theNBS.com | 2015-06-15T13:44:06 | Submitted | Component | nbl_Window:External Window:497551 | n/a | n/a | xBIM | Other | 37640 | n/a | n/a
TagNumber | info@theNBS.com | 2015-06-15T13:44:06 | Submitted | Component | nbl_Window:External Window:497551 | n/a | n/a | xBIM | Other | 37640 | n/a | n/a
WarrantyStartDate | info@theNBS.com | 2015-06-15T13:44:06 | Submitted | Component | nbl_Window:External Window:497551 | n/a | n/a | xBIM | Other | 37640 | n/a | n/a
NominalLength | info@theNBS.com | 2015-06-15T13:44:06 | Submitted | Component | nbl_Window:External Window:497551 | 0 | n/a | xBIM | Other | 37640 | n/a | n/a
Category | info@theNBS.com | 2015-06-15T13:44:06 | Submitted | Component | nbl_Window:External Window:497551 | Windows | n/a | xBIM | Other | 37640 | n/a | n/a
Family | info@theNBS.com | 2015-06-15T13:44:06 | Submitted | Component | nbl_Window:External Window:497551 | nbl_Window: External Window | n/a | xBIM | Other | 37640 | n/a | n/a
Family and Type | info@theNBS.com | 2015-06-15T13:44:06 | Submitted | Component | nbl_Window:External Window:497551 | nbl_Window: External Window | n/a | xBIM | Other | 37640 | n/a | n/a
Type | info@theNBS.com | 2015-06-15T13:44:06 | Submitted | Component | nbl_Window:External Window:497551 | nbl_Window: External Window | n/a | xBIM | Other | 37640 | n/a | n/a
Type Id | info@theNBS.com | 2015-06-15T13:44:06 | Submitted | Component | nbl_Window:External Window:497551 | nbl_Window: External Window | n/a | xBIM | Other | 37640 | n/a | n/a
Head Height | info@theNBS.com | 2015-06-15T13:44:06 | Submitted | Component | nbl_Window:External Window:497551 | 1.05 | n/a | xBIM | Other | 37640 | n/a | n/a
NominalHeight | info@theNBS.com | 2015-06-15T13:44:06 | Submitted | Component | nbl_Window:External Window:497551 | 1.2 | n/a | xBIM | Other | 37640 | n/a | n/a
NominalWidth | info@theNBS.com | 2015-06-15T13:44:06 | Submitted | Component | nbl_Window:External Window:497551 | 0.9 | n/a | xBIM | Other | 37640 | n/a | n/a
Phase Created | info@theNBS.com | 2015-06-15T13:44:06 | Submitted | Component | nbl_Window:External Window:497551 | New Construction | n/a | xBIM | Phasing | 37645 | n/a | n/a
Category | info@theNBS.com | 2015-06-15T13:44:06 | Submitted | Zone | Living Rooms | Rooms | n/a | xBIM | Pset_ZoneCommon | 161 | n/a | n/a
Category | info@theNBS.com | 2015-06-15T13:44:06 | Submitted | Zone | Bedrooms | Rooms | n/a | xBIM | Pset_ZoneCommon | 284 | n/a | n/a

## Coordinate
Name | CreatedBy | CreatedOn | Category | SheetName | RowName | CoordinateXAxis | CoordinateYAxis | CoordinateZAxis | ExtSystem | ExtObject | ExtIdentifier | ClockwiseRotation | ElevationalRotation | YawRotation

## Issue
Name | CreatedBy | CreatedOn | Type | Risk | Chance | Impact | SheetName1 | RowName1 | SheetName2 | RowName2 | Description | Owner | Mitigation | ExtSystem | ExtObject | ExtIdentifier

## PickLists
ApprovalBy | AreaUnits | AssetType | Category-Facility | Category-Space | Category-Element | Category-Product | Category-Role | CoordinateSheet | ConnectionType | CoordinateType | DocumentType | DurationUnit | FloorType | IssueCategory | IssueChance | IssueImpact | IssueRisk | JobStatusType | JobType | ResourceType | SheetType | SpareType | StageType | ZoneType | LinearUnits | VolumeUnits | CostUnit | AssemblyType | ImpactType | ImpactStage | ImpactUnit | AttributeUnit | Category-Phase | NBS BIM Toolkit | DPoW Status
Owner Approval | squarefeet | Fixed | D : Facilities | Sp : Spaces | Ss : Systems | Pr : Products | C : Management | Component | Control | point | Preconstruction Submittals | as required | Site | Change | Has Occurred | Very High | Very High | Not Yet Started | Adjustment | Labor | Attribute | Part | As Built | Circulation Zone | inches | cubicfeet | Dollars | Fixed | Cost | production | currency | enumeration | CIC 1 : Brief | Project Information | Submitted
Contractor Certified | squaremiles | Moveable | D1 : Utilities civil engineering facilities | Sp_20 : Administrative, Commercial And Protective Service Spaces | Ss_15 : Preparatory Systems | Pr_15 : Preparatory Products | C1 : Management theory systems and activities | Floor | Flow | line-end-one | Shop Drawings | day | Floor | Claim | High | High | High | Started | Calibration | Material | Component | PartSet | Submitted | Lighting Zone | feet | cubicmeters | Euros | Optional | ClimateChange | installation | kg | logical | CIC 2 : Concept | Sp_45_10_49
Information Only | squaremeters |  | D11 : Rail transport facilities | Sp_20_10 : Legislative Spaces | Ss_15_10 : Preparation Systems | Pr_15_21 : Preparatory Products-tempxxx | C11 : Corporate strategy | Space | Return | line-end-two | Product Data | minute | Roof | Coordination | Moderate | Moderate | Moderate | Completed | Emergency | Tools | Connection | Lubricant | Approved | Fire Alarm Zone | miles |  | Pounds | Included | PrimaryEnergyConsumption | maintenance | MJ | boolean | CIC 3 : Design Development | Rooms
| squarekilometers |  | D111 : Conventional heavy railways | Sp_20_10_15 : Council Chambers | Ss_15_10_14 : Cofferdam Systems | Pr_15_21_13 : Preparatory Products-tempxxx | C111 : Corporate policy mission statements |  | Supply | box-lowerleft | Samples | month | Building | Environmental | Low | Low | Low |  | Inspection | Training | Coordinate | Other | Exact Requirement | Historical Preservation Zone | millimeters |  |  | Excluded | WaterConsumption | replacement | cubicmeters | % | CIC 4 : Production Information | Sp_45_10_09
|  |  | D1111 : Standard main line railways | Sp_20_10_33 : Galleries To Council Chambers | Ss_15_10_16 : Construction Waste Disposal Systems | Pr_15_21_13_11 : Calcium Chloride | C112 : Corporate planning |  | Structural | box-upperright | Design Data | quarter |  | Function | Unknown | Unknown | Unknown |  | Operation |  | Document | Spare | Maximum Requirement | Occupancy Zone | meters |  |  | Layer | HazardousWaste | use | Pounds | A | CIC 5 : Constructed Information | Levels
|  |  | D1112 : High speed railways | Sp_20_10_34 : Galleries To Parliamentary Chambers | Ss_15_10_20 : Demolition Systems | Pr_15_21_13_12 : Calcium Magnesium Acetate | C113 : Corporate development |  |  |  | Test Reports | week |  | IndoorAirQuality |  |  |  |  | PM |  | Facility | SpareSet | Minimum Requirement | Ventilation Zone | kilometers |  |  | Patch | NonHazardousWaste | reuse |  | cubicfeet | CIC 6 : Handover | 25-50-20/120
|  |  | D1113 : Suburban heavy railways secondary lines branch lines | Sp_20_10_60 : Parliamentary Chambers | Ss_15_10_20_20 : Deconstruction Systems | Pr_15_21_13_50 : Magnesium Chloride | C12 : Quality management |  |  |  | Certificates | year |  | Installation |  |  |  |  | Safety |  | Floor |  | Requirement | Sp_45_10_49 |  |  |  | Mix | AtmosphericAcidification |  |  | cubicmeters | CIC 6A : Post fit-out Handover | Doors
|  |  | D1114 : Goods railways | Sp_20_20 : Institutional Administrative Spaces | Ss_15_10_20_25 : Demolition Systems | Pr_15_21_13_65 : Potassium Acetate | C121 : Total quality management (TQM) |  |  |  | Manufacturer Instructions |  |  | RFI |  |  |  |  | ShutDown |  | Issue |  |  | Sp_45_10_09 |  |  |  |  | RenewableEnergyConsumption |  |  | Degrees | CIC 7 : Post Practical Completion | 90-40-35/335
|  |  | D112 : Underground railways light rail transit systems | Sp_20_20_07 : Benefit Offices | Ss_15_10_24 : Dredging Systems | Pr_15_21_13_66 : Potassium Chloride | C122 : Management control |  |  |  | Manufacturer Field Reports |  |  | Safety |  |  |  |  | StartUp |  | Job |  |  | unknown |  |  |  |  | NonRenewableEnergyConsumption |  |  | Dollars | GRIP 1 : Output definition | Mechanical Equipment
|  |  | D1121 : Underground railways | Sp_20_20_40 : Individual Institutional Offices | Ss_15_10_26 : Embankment Systems | Pr_15_21_13_81 : Sodium Acetate | C123 : Quality assurance |  |  |  | Operation and Maintenance |  |  | Specification |  |  |  |  | Testing |  | Resource | [7 empty] | ResourceDepletion |  |  | each | GRIP 2 : Pre-feasibility | 25-50-95/125
|  |  | D1122 : Light rail transit running on existing British Rail tracks | Sp_20_20_42 : Institutional Cashiers | Ss_15_10_28 : Embedded Retaining Wall Systems | Pr_15_21_13_82 : Sodium Chloride | C13 : Security industrial espionage trade secrets |  |  |  | Closeout Submittals | [7 empty] | Trouble |  | Space | [7 empty] | InertWaste |  |  | Euros | GRIP 3 : Options selection | Windows
|  |  | D1123 : Light rail transit running on special tracks | Sp_20_20_43 : Institutional Word Processing Pools | Ss_15_10_28_15 : Contiguous Bored Pile Embedded Retaining Wall Systems | Pr_15_31 : Formless Preparatory Products | C14 : Objective setting |  |  |  | Contract Drawings | [9 empty] | Spare | [7 empty] | RadioactiveWaste |  |  | feet | GRIP 4 : Single option development
|  |  | D1124 : Light rail transit and trams running largely on-street | Sp_20_20_44 : Job Centre Spaces | Ss_15_10_28_20 : Diaphragm Embedded Retaining Wall Systems | Pr_15_31_04 : Applied Cleaning And Repair Treatments | C15 : Decision making |  |  |  | Design Review Comment | [9 empty] | System | [7 empty] | StratosphericOzoneLayerDestruction |  |  | Gal | GRIP 5 : Detailed design
|  |  | D113 : Other railways cable transport guided vehicle systems | Sp_20_20_59 : Open-Plan Institutional Offices | Ss_15_10_28_25 : Driven Pile Embedded Retaining Wall Systems | Pr_15_31_04_06 : Biocidal Cleaning Solutions | C16 : Problem solving |  |  |  | Specifications | [9 empty] | Type | [7 empty] | PhotochemicalOzoneFormation |  |  | gph | GRIP 6 : Construction, testing and commissioning
|  |  | D1131 : Mountain and steep gradient railways | Sp_20_20_65 : Press Rooms | Ss_15_10_28_30 : Embedded Retaining Wall Systems | Pr_15_31_04_12 : Chemical Poultices | C17 : Co-ordination |  |  |  | Request for Information | [9 empty] | Zone | [7 empty] | Eutrophication |  |  | gpm | GRIP 7 : Scheme handback
|  |  | D11311 : Rack railways | Sp_20_20_77 : Shared Institutional Offices | Ss_15_10_28_45 : King Post (bored) Embedded Retaining Wall Systems | Pr_15_31_04_13 : Cleaning Agents | C18 : Appraisal assessment |  |  |  | Client Requirements | [20 empty] | hp | GRIP 8 : Project close out
|  |  | D11312 : Cable railways | Sp_20_20_96 : War Rooms | Ss_15_10_28_50 : King Post (driven) Embedded Retaining Wall Systems | Pr_15_31_04_14 : Concrete Surface Retarders | C181 : SWOT analysis |  |  |  | Contract Specifications | [20 empty] | inches | OGC Gateways : 5 onwards
|  |  | D11313 : Funicular railways | Sp_20_30 : Secular Representative Spaces | Ss_15_10_28_80 : Secant Pile Embedded Retaining Wall Systems | Pr_15_31_04_15 : Concrete Treatment Surface And Injection Chemicals | C19 : Other |  |  |  | Contract Drawings | [20 empty] | kg | OGC Gateways : between 0 and 1
|  |  | D11314 : Adhesion railways | Sp_20_30_16 : Consulate Reception Rooms | Ss_15_10_28_85 : Steel Sheet Pile Embedded Retaining Wall Systems | Pr_15_31_04_20 : Curing Compounds | C191 : Delegation of authority |  |  |  | Requests for Information | [20 empty] | kilometers | OGC Gateways : between 1 and 2
|  |  | D1132 : Guideway-based rail transport overhead railways | Sp_20_30_27 : Embassy Reception Rooms | Ss_15_10_30 : Excavating And Filling Systems | Pr_15_31_04_34 : Graffiti-Removing Chemicals | C192 : Ethics responsibility conduct |  |  |  | Contract Modifications | [20 empty] | kW | OGC Gateways : between 2 and 3
|  |  | D11321 : Monorails (overhead) | Sp_20_30_37 : High Commission Reception Rooms | Ss_15_10_30_25 : Earthworks Excavating Systems | Pr_15_31_04_53 : Mould Removers | C193 : Awards |  |  |  | Punch List Items | [20 empty] | lbs | OGC Gateways : between 3 and 4
|  |  | D11322 : Magnetic levitation transport | Sp_20_30_47 : Legation Reception Rooms | Ss_15_10_30_27 : Earthworks Filling Systems | Pr_15_31_04_60 : Paint Strippers | C2 : Management personnel | [24 empty] | meters | OGC Gateways : between 4 and 5
|  |  | D11323 : Telpher lines | Sp_20_30_60 : Passport Offices | Ss_15_10_30_29 : Earthworks Filling Systems Around Trees | Pr_15_31_04_64 : Plain Poultices | C21 : Top management directors partners | [24 empty] | miles | RIBA 2010 A : Appraisal
|  |  | D1133 : Light railways | Sp_20_30_63 : Pedestrian Security Check Points | Ss_15_10_30_31 : Earthworks Filling Systems Behind Retaining Walls | Pr_15_31_04_77 : Shampoos | C211 : President | [24 empty] | millimeters | RIBA 2010 B : Strategic Briefing
|  |  | D1134 : Narrow-gauge railways | Sp_20_30_95 : Vehicular Security Check Points | Ss_15_10_30_33 : Erosion Control Systems | Pr_15_31_04_81 : Solvents | C212 : Chairman | [24 empty] | MJ | RIBA 2010 C : Outline Proposals
|  |  | D1136 : Cable transport | Sp_20_35 : Religious Representative Spaces | Ss_15_10_30_65 : Puddled Clay Lining Systems | Pr_15_31_04_84 : Spot-Removing Chemicals | C213 : Chief executive | [24 empty] | Pounds | RIBA 2010 D : Detailed Proposals
|  |  | D11361 : Cableways | Sp_20_35_71 : Religious Representative Reception Rooms | Ss_15_10_30_90 : Topsoil Filling Systems | Pr_15_31_04_85 : Sugar Soaps | C214 : Managing director | [24 empty] | psi | RIBA 2010 E : Final Proposals
|  |  | D11361 : Industrial non-passenger cable transport | Sp_20_40 : Financial Spaces | Ss_15_10_32 : Gravity Retaining Wall Systems | Pr_15_31_04_86 : Surface Cleaners | C215 : Partner | [24 empty] | squarefeet | RIBA 2010 F : Production Information
|  |  | D11362 : Aerial ropeways and tramways | Sp_20_40_06 : Banking Halls | Ss_15_10_32_10 : Caged Rock Unit Retaining Wall Systems | Pr_15_31_12 : Chemical Soil Stabilisers | C216 : Other executive director | [24 empty] | squarekilometers | RIBA 2010 G : Tender Documentation
|  |  | D11363 : Cable telphers | Sp_20_40_07 : Bank Teller Spaces | Ss_15_10_32_15 : Crib Retaining Wall Systems | Pr_15_31_12_42 : Injectable Resinous Soils Stabilisers | C217 : Non-executive director | [24 empty] | squaremeters | RIBA 2010 H : Tender Action
|  |  | D11364 : Cable car transport | Sp_20_40_19 : Currency Exchange Booths | Ss_15_10_32_25 : Drystack Masonry Unit Retaining Wall Systems | Pr_15_31_13 : Chlorides And Acetates | C22 : Other levels of management | [24 empty] | squaremiles | RIBA 2010 J : Mobilisation
|  |  | D11364 : Passenger cable transport ski-lifts | Sp_20_40_22 : Dealers Desks | Ss_15_10_32_50 : Masonry Retaining Wall Systems | Pr_15_31_26 : Earth And Fill Materials | C3 : Type of business and organisation | [24 empty] | tonne | RIBA 2010 K : Construction to Practical Completion
|  |  | D11365 : Chairlifts | Sp_20_40_75 : Safe Deposit Rooms | Ss_15_10_32_70 : Reinforced Concrete Stem Wall Retaining Wall Systems | Pr_15_31_26_07 : Bentonite | C31 : Organisations by scale and location | [24 empty] | tons | RIBA 2010 L : After Practical Completion
|  |  | D11366 : Tow lifts | Sp_20_40_90 : Trading Floors | Ss_15_10_32_75 : Reinforced Earth Retaining Wall Systems | Pr_15_31_26_13 : Chalk | C311 : International multinational | [24 empty] | UK gallon | RIBA Stage A : Inception
|  |  | D1137 : Automated guided vehicle systems | Sp_20_40_94 : Vaults | Ss_15_10_32_90 : Timber Retaining Wall Systems | Pr_15_31_26_14 : Clays | C312 : European | [24 empty] | US gallon | RIBA Stage B : Feasibility
|  |  | D1139 : Other | Sp_20_50 : Administrative Spaces | Ss_15_10_35 : Ground Stabilization Systems | Pr_15_31_26_15 : Coarse No Fines Rubble Fill Materials | C313 : UK | [24 empty] | V | RIBA Stage C : Outline design
|  |  | D11391 : Non-suspended monorail systems | Sp_20_50_11 : Caretaker Offices | Ss_15_10_45 : Landfill Systems | Pr_15_31_26_26 : Earths | C314 : National organisations operating in countries other than the UK | [24 empty] | W | RIBA Stage D : Scheme design
|  |  | D114 : Embarkation facilities for rail transport | Sp_20_50_28 : Executive Offices | Ss_15_10_70 : Rock Stabilization Systems | Pr_15_31_26_33 : Graded Granular Fill Materials | C315 : Regional organisations | [24 empty] | n/a | RIBA Stage E : Detail design
|  |  | D1141 : Railway stations passenger terminals | Sp_20_50_30 : Filing Rooms | Ss_15_10_75 : Site Clearance Systems | Pr_15_31_26_34 : Graded Natural Granular Fill Materials | C316 : Local organisations | [25 empty] | RIBA Stage F : Construction design
|  |  | D1142 : Goods terminals | Sp_20_50_42 : Individual Offices | Ss_15_10_76 : Site Waste Disposal Systems | Pr_15_31_26_35 : Graded Recycled Granular Fill Materials | C32 : Private enterprises | [25 empty] | RIBA Stage GHJK : Implementation
|  |  | D1143 : Halts stops | Sp_20_50_59 : Open-Plan Offices | Ss_15_10_78 : Slurry Wall Systems | Pr_15_31_26_36 : Hardcores | C321 : Sole ownerships | [25 empty] | RIBA Stage L : Completion
|  |  | D1144 : Platforms | Sp_20_50_64 : Photocopying Rooms | Ss_15_10_80 : Soil Nailing Systems | Pr_15_31_26_37 : Highways Agency Unbound Mixtures Type 1 | C322 : Partnerships
|  |  | D1145 : Station halls | Sp_20_50_77 : Shared Commercial Offices | Ss_15_10_80_80 : Soil Nailing Systems | Pr_15_31_26_38 : Highways Agency Unbound Mixtures Type 2 | C323 : Professional firms consultants
|  |  | D1146 : Ticket offices | Sp_20_50_80 : Stationery Stores | Ss_15_10_85 : Structure Moving Systems | Pr_15_31_26_39 : Highways Agency Unbound Mixtures Type 3 | C324 : Limited companies
|  |  | D1147 : Forecourts | Sp_20_50_96 : Word Processing Pools | Ss_15_10_90 : Tunnel And Shaft Excavating And Filling Systems | Pr_15_31_26_40 : Highways Agency Unbound Mixtures Type 4 | C325 : Joint stock companies
|  |  | D1149 : Other embarkation facilities for rail transport | Sp_20_50_97 : Workstations | Ss_15_30 : Remediation Systems | Pr_15_31_26_41 : Hoggins | C326 : Co-operative associations
|  |  | D115 : Permanent way and track | Sp_20_55 : Design Spaces | Ss_15_30_07 : Bioremediation Systems | Pr_15_31_26_46 : Landscape Area Fill Materials | C327 : Conglomerate companies
|  |  | D1151 : Plain line | Sp_20_55_04 : Art And Design Studios | Ss_15_30_09 : Building Fabric Remediation Systems | Pr_15_57 : Non-Rigid Sheet, Mat And Strip Preparatory Products | C328 : Business consortia
|  |  | D1152 : Switches | Sp_20_55_23 : Drawing Offices | Ss_15_30_10 : Building Services Remediation Systems | Pr_15_57_33 : Geosynthetics | C329 : Agencies
|  |  | D1153 : Junctions | Sp_20_60 : Motor Vehicle Sale, Maintenance And Fuel Spaces | Ss_15_30_12 : Ceramics Repair And Renovation Systems | Pr_15_57_33_06 : Bentonite Clay Liners | C33 : Mixed enterprises and partnerships
|  |  | D1154 : Sidings | Sp_20_60_11 : Car Washes | Ss_15_30_15 : Concrete And Masonry Cleaning Systems | Pr_15_57_33_07 : Biodegradable Flax Geotextiles | C331 : Mixed enterprises
|  |  | D1155 : Level crossings | Sp_20_60_50 : Motor Cycle Maintenance Shops | Ss_15_30_15_15 : Concrete Cleaning Systems | Pr_15_57_33_08 : Bituminous Felt Geotextiles | C332 : Public and private partnerships
|  |  | D116 : Rail vehicle control facilities | Sp_20_60_51 : Motor Cycle Parts And Accessories Shops | Ss_15_30_15_50 : Masonry Cleaning Systems | Pr_15_57_33_09 : Butyl Rubber Geomembranes | C34 : Government and related organisations
|  |  | D1161 : Signal boxes | Sp_20_60_52 : Motor Cycle Showrooms | Ss_15_30_17 : Concrete Repair And Renovation Systems | Pr_15_57_33_12 : Chlorinated Polyethylene (PE-C) Geomembranes | C341 : Central government
|  |  | D1162 : Signals | Sp_20_60_53 : Motor Vehicle Maintenance Shops | Ss_15_30_17_10 : Bonded Steel Plate Repair Systems | Pr_15_57_33_13 : Chlorosulfonated Polyethylene (PE-CS) Geomembranes | C342 : Local government
|  |  | D1164 : Marshalling yards | Sp_20_60_54 : Motor Vehicle Parts And Accessories Shops | Ss_15_30_17_12 : Concrete Crack Repair Or Filling Systems | Pr_15_57_33_27 : Ethylene Propylene Diene Monomer (EPDM) Geomembranes | C3421 : Professional departments within local government
|  |  | D1165 : Railway relay buildings | Sp_20_60_55 : Motor Vehicle Showrooms | Ss_15_30_17_14 : Concrete Mortar Or Overlay Systems | Pr_15_57_33_30 : Foamed Aminoplastic Resin Moisture Retention Mats | C34211 : Local authority architects
|  |  | D1166 : Railway lineside staff accommodation | Sp_20_60_62 : Petrol Station Air And Water Points | Ss_15_30_17_16 : Concrete Protective Coating Systems | Pr_15_57_33_31 : Geocomposite Drainage Sheets | C34212 : Local authority engineers
|  |  | D117 : Rail vehicle storage and repair facilities | Sp_20_60_64 : Petrol Station Forecourts | Ss_15_30_17_18 : Concrete Repair Systems | Pr_15_57_33_32 : Geocomposite Gas Venting Layers | C34213 : Local authority surveyors
|  |  | D1171 : Service inspection sheds | Sp_20_60_66 : Petrol Station Tanks Areas | Ss_15_30_17_85 : Sprayed Concrete Repair Systems | Pr_15_57_33_33 : Geocomposite Membranes | C34214 : Local authority planners
|  |  | D1172 : Repair sheds | Sp_20_62 : Commercial Wholesale Spaces | Ss_15_30_22 : Decontamination And Remediation Systems | Pr_15_57_33_34 : Geocomposite Studded Sheets | C3422 : Direct works organisations
|  |  | D1173 : Bogie drop buildings | Sp_20_62_03 : Alcoholic Beverages Market Spaces | Ss_15_30_32 : Fungus And Beetle Eradication Systems | Pr_15_57_33_35 : Geomats | C35 : Public enterprises
|  |  | D1174 : Wheel lathes | Sp_20_62_10 : Buildersâ€™ Merchant Shop Floors | Ss_15_30_32_05 : Beetle Eradication Systems | Pr_15_57_33_36 : Geonets | C351 : Nationalised firms
|  |  | D1175 : Carriage cleaning facilities | Sp_20_62_14 : Clothing Showrooms | Ss_15_30_32_15 : Combined Treatment Systems | Pr_15_57_33_37 : Geosynthetic Clay Liners (GCLs) | C352 : Public corporations
|  |  | D119 : Other rail transport facilities | Sp_20_62_21 : Dairy Market Spaces | Ss_15_30_32_35 : Hot Air Treatment Systems | Pr_15_57_33_38 : Glass Fibre Tissue Geotextiles | C353 : State enterprises
|  |  | D12 : Road transport facilities | Sp_20_62_29 : Factory Machinery Showrooms | Ss_15_30_32_50 : Masonry Fungus Treatment Systems | Pr_15_57_33_39 : High-Density Polyethylene (PE-HD) Geogrids | C354 : The armed forces
|  |  | D121 : Motorways | Sp_20_62_30 : Fish Market Spaces | Ss_15_30_32_90 : Timber Fungus Treatment Systems | Pr_15_57_33_40 : High-Density Polyethylene (PE-HD) Geomembranes | C355 : Civil service
|  |  | D122 : Other motor roads | Sp_20_62_31 : Flower Market Spaces | Ss_15_30_33 : Glass Repair And Renovation Systems | Pr_15_57_33_44 : Jute Geotextiles | C356 : Police service
|  |  | D1221 : Primary roads other than motorways | Sp_20_62_32 : Fruit And Vegetable Market Spaces | Ss_15_30_34 : Ground Gas Collection And Venting Systems | Pr_15_57_33_47 : Low-Density Polyethylene (PE-LD) Geomembranes | C359 : Other
|  |  | D12211 : Trunk roads | Sp_20_62_34 : Grains Market Spaces | Ss_15_30_34_34 : Ground Gas Collection And Venting Systems | Pr_15_57_33_56 : Needle-Punched Nonwoven Geotextiles | C36 : Non-profit-making organisations charities
|  |  | D1222 : Secondary roads minor roads | Sp_20_62_36 : Hardware, Plumbing And Heating Showrooms | Ss_15_30_35 : Ground Improvement Systems | Pr_15_57_33_57 : Plastics Geocellular Drainage Mats | C37 : Industrial and commercial associations
|  |  | D1223 : By-passes loop roads ring roads radial roads | Sp_20_62_37 : Heavy Machinery Showrooms | Ss_15_30_40 : Infrastructure Remediation Systems | Pr_15_57_33_58 : Polyacrylonitrile (PAN) Water Retention Geotextiles | C371 : Trade associations
|  |  | D1224 : Access roads drives approach roads culs-de-sac | Sp_20_62_38 : Household Goods Showrooms | Ss_15_30_50 : Masonry Repair And Renovation Systems | Pr_15_57_33_59 : Polyamide Water Retention Geotextiles | C372 : Research organisations
|  |  | D1225 : Single and dual carriageway roads grade separated roads | Sp_20_62_47 : Livestock Auction Rooms | Ss_15_30_50_50 : Masonry Repair Systems | Pr_15_57_33_60 : Polyester (PET) Filter Geotextiles | C373 : Employers associations
|  |  | D12251 : Single carriageway roads | Sp_20_62_48 : Livestock Pens | Ss_15_30_52 : Metal Repair And Renovation Systems | Pr_15_57_33_61 : Polyester (PET) Geocells | C374 : Professional associations
|  |  | D12252 : Dual carriageway roads | Sp_20_62_52 : Meat Market Spaces | Ss_15_30_55 : Mortar Repair And Renovation Systems | Pr_15_57_33_62 : Polyester (PET) Geogrids | C375 : Special interest groups
|  |  | D12253 : Grade separated roads | Sp_20_62_58 : Office Equipment Showrooms | Ss_15_30_55_53 : Mortar Joint Repair Systems | Pr_15_57_33_63 : Polyethylene (PE) Filter Geotextiles | C376 : Trade unions
|  |  | D1229 : Other types of motor roads | Sp_20_62_65 : Plumbersâ€™ Merchant Shop Floors | Ss_15_30_55_55 : Mortar Repointing Systems | Pr_15_57_33_64 : Polyethylene (PE) Geocells | C38 : Construction industry
|  |  | D123 : Roads other than motor roads | Sp_20_62_78 : Skins And Hides Market Spaces | Ss_15_30_65 : Plastics Repair And Renovation Systems | Pr_15_57_33_65 : Polypropylene (PP) Filter Geotextiles | C381 : General
|  |  | D1231 : Pedestrian streets | Sp_20_62_82 : Spice Market Spaces | Ss_15_30_80 : Site Remediation Systems | Pr_15_57_33_66 : Polypropylene (PP) Geocells | C3811 : General (non-discipline-related)
|  |  | D1232 : Cycle tracks | Sp_20_62_89 : Toys And Games Showrooms | Ss_15_30_85 : Sprayed Concrete Repair Systems | Pr_15_57_33_67 : Polypropylene (PP) Geomembranes | C382 : Clients managers
|  |  | D1233 : Bridleways | Sp_20_62_96 : Waste And Scrap Yards | Ss_15_30_90 : Timber Repair And Renovation Systems | Pr_15_57_33_68 : Polypropylene (PP) Water Retention Geotextiles | C3821 : Clients
|  |  | D1234 : Footpaths (field paths footways paths) towpaths | Sp_20_64 : Commercial Retail Spaces | Ss_15_30_90_82 : Timber End Repair Lap Systems | Pr_15_57_33_69 : Polyvinylidene Fluoride (PVDF) Hydrophilic Geotextiles | C3822 : Project managers
|  |  | D1238 : Other types of road | Sp_20_64_02 : Antiques Shop Floors | Ss_15_30_90_84 : Timber Joint Strengthening Systems | Pr_15_57_33_70 : Polyvinylidene Fluoride (PVDF) Hydrophobic Geomembranes | C3823 : Facilities managers
|  |  | D124 : Embarkation facilities for road transport | Sp_20_64_04 : Art Auction Rooms | Ss_15_30_90_86 : Timber Section Repair External Splice Systems | Pr_15_57_33_85 : Spun-Bonded Polypropylene (PP) Weed Suppression Membranes | C383 : Architectural and general designers and consultants
|  |  | D1241 : Coach stations | Sp_20_64_06 : Beauty Salons | Ss_15_30_90_88 : Timber Section Repair Internal Reinforcement Systems | Pr_15_57_33_88 : Thermally-Bonded Nonwoven Geotextiles | C3831 : Architects
|  |  | D1242 : Bus stations | Sp_20_64_07 : Bicycle Parts And Accessories Shop Floors | Ss_15_30_90_90 : Timber Section Strengthening External Reinforcement Systems | Pr_15_57_33_97 : Woven Polypropylene (PP) Weed Suppression Membranes | C3832 : Interior designers
|  |  | D1243 : Bus stops and shelters | Sp_20_64_08 : Booking Halls | Ss_15_30_90_92 : Timber Section Strengthening Internal Reinforcement Systems | Pr_15_71 : Rigid Board, Panel And Sheet Preparatory Products | C3833 : Landscape architects
|  |  | D125 : Car parks parking facilities | Sp_20_64_12 : Checkout Points | Ss_15_50 : Survey Systems | Pr_15_71_90 : Trench Boards And Sheets | C3834 : Building surveyors
|  |  | D1251 : Underground car parks | Sp_20_64_14 : Coal Yards | Ss_15_50_02 : Above-Ground Services Survey Systems | Pr_15_71_90_90 : Trench Boards | C3839 : Other
|  |  | D1252 : Surface car parks street parking | Sp_20_64_16 : Collection Rooms | Ss_15_50_04 : Aerospace Survey Systems | Pr_15_71_90_91 : Trench Sheets | C384 : Civil and structural engineering designers and consultants
|  |  | D1253 : Multi-storey car parks | Sp_20_64_18 : Commercial Art Galleries | Ss_15_50_06 : Aquatic Survey Systems | Pr_15_93 : Unit Preparatory Products | C3841 : Structural engineers
|  |  | D1254 : Car ramps | Sp_20_64_20 : Commercial Cashiers | Ss_15_50_08 : Archaeological Survey Systems | Pr_15_93_30 : Fill Blocks | C3842 : Road engineers
|  |  | D126 : Road vehicle service storage and repair facilities | Sp_20_64_22 : Department Store Shop Floors | Ss_15_50_08_03 : Archaeological Building Investigation Systems | Pr_15_93_30_28 : Expanded Polystyrene (EPS) Fill Blocks | C3843 : Maritime engineers
|  |  | D1261 : Service stations and petrol stations | Sp_20_64_27 : Equipment Service Stores | Ss_15_50_08_05 : Archaeological Site Investigation Systems | Pr_20 : Structure And General Products | C3844 : Water engineers
|  |  | D12611 : Petrol stations without major shops and catering facilities | Sp_20_64_29 : Factory Retail Rooms | Ss_15_50_10 : Below-Ground Services Survey Systems | Pr_20_29 : Fastener Products | C3849 : Other
|  |  | D12612 : Major service stations with major shops and catering facilities | Sp_20_64_30 : Fitting Rooms | Ss_15_50_12 : Building Services Survey Systems | Pr_20_29_03 : Anchors And Components | C385 : Services engineering designers and consultants
|  |  | D12613 : Car washes | Sp_20_64_31 : Florist Shop Floors | Ss_15_50_25 : Elemental And Specialist Investigation Systems | Pr_20_29_03_04 : Anchor Blocks | C3851 : Electrical engineers
|  |  | D1262 : Spare parts and accessories shops | Sp_20_64_32 : Food And Drink Kiosks | Ss_15_50_25_10 : Building Survey Systems | Pr_20_29_03_05 : Anchor Rails | C3852 : Telecommunications engineers
|  |  | D1263 : Showrooms | Sp_20_64_33 : Food Shop Floors | Ss_15_50_25_15 : Concealed Elements Survey Systems | Pr_20_29_03_11 : Carbon Steel Chemical Anchor Rods | C3853 : Mechanical engineers
|  |  | D1264 : Repair and maintenance facilities repair shops | Sp_20_64_34 : Furniture Auction Rooms | Ss_15_50_25_17 : Concrete Cover Survey Systems | Pr_20_29_03_12 : Carbon Steel Chemical Anchor Sockets | C38531 : Heating and ventilation engineers
|  |  | D12641 : Inspection pits | Sp_20_64_36 : Haircutting Salons | Ss_15_50_25_20 : Damp Ingress And Excess Moisture Survey Systems | Pr_20_29_03_13 : Carbon Steel Post Base Plates | C3854 : Public health engineers
|  |  | D12642 : Degreasing and lubricating and body building units | Sp_20_64_42 : Indoor Market Stalls | Ss_15_50_25_25 : Doors, Windows And Glazing Survey Systems | Pr_20_29_03_14 : Carbon Steel Post Spikes | C3855 : Acoustic engineers
|  |  | D1265 : Garages (commercial and large-scale) | Sp_20_64_45 : Key Cutting Booths | Ss_15_50_25_50 : Metalwork Survey Systems | Pr_20_29_03_15 : Cavity Anchors | C3856 : Lighting engineers
|  |  | D127 : Traffic calming constructions road vehicle control facilities | Sp_20_64_50 : Mail Order Sorting Rooms | Ss_15_50_25_85 : Stone, Masonry And Brick Survey Systems | Pr_20_29_03_16 : Chemical Anchor Capsules | C3859 : Other
|  |  | D128 : Carriageways paved parts etc. | Sp_20_64_56 : Newsagent Kiosks | Ss_15_50_25_90 : Timber Decay And Infestation Survey Systems | Pr_20_29_03_17 : Chemical Anchor Cartridges | C386 : Other technical consultants
|  |  | D1281 : Carriageways | Sp_20_64_59 : Outdoor Market Stalls | Ss_15_50_25_95 : Voids And Cracks Survey Systems | Pr_20_29_03_28 : Expansion Anchors | C3861 : Town and country planners
|  |  | D12811 : Traffic lanes | Sp_20_64_77 : Shoe Repair Booths | Ss_15_50_30 : Flora And Fauna Survey Systems | Pr_20_29_03_31 : Framing Anchors | C3862 : Building control officers
|  |  | D12812 : Junctions and intersections | Sp_20_64_78 : Shopping Arcades (circulation Spaces) | Ss_15_50_30_05 : Arboricultural Survey Systems | Pr_20_29_03_32 : Framing Fasteners | C3863 : Geographic information system (GIS) engineers and land surveyors
|  |  | D1282 : Other paved parts | Sp_20_64_79 : Show Rooms | Ss_15_50_30_25 : Ecological Building Survey Systems | Pr_20_29_03_33 : Ground Anchor Heads | C3864 : Quantity surveyors cost engineers
|  |  | D12821 : Slipways | Sp_20_64_85 : Supermarket Shop Floors | Ss_15_50_30_27 : Ecological Site Survey Systems | Pr_20_29_03_34 : Ground Plate Anchors | C3865 : Health and safety and environmental consultants
|  |  | D12822 : Lay-bys and drive-ins passing places | Sp_20_64_88 : Temporary Food And Drink Kiosks | Ss_15_50_30_40 : Invasive Species Survey Systems | Pr_20_29_03_35 : Grouted Ground Anchors | C3866 : Transportation planners
|  |  | D12823 : Skid pads | Sp_20_64_93 : Utilities Service Spaces | Ss_15_50_33 : Geochemical Survey Systems | Pr_20_29_03_36 : Hammer-In Fasteners | C3867 : Design audit consultants
|  |  | D12824 : Hardstandings hard shoulders | Sp_20_65 : Postal Communications Spaces | Ss_15_50_35 : Geometric Survey Systems | Pr_20_29_03_44 : J-Pins | C3869 : Other
|  |  | D12825 : Pavements and sidewalks | Sp_20_65_48 : Lookout Galleries | Ss_15_50_35_50 : Measured And Metric Survey Systems | Pr_20_29_03_66 : Prestressing Anchors | C387 : Legal and financial and management consultants
|  |  | D12826 : Refuges and islands | Sp_20_65_50 : Mail Rooms | Ss_15_50_35_90 : Topographic Survey Systems | Pr_20_29_03_72 : Rock Bolts | C3871 : Legal consultants
|  |  | D12827 : Crossings | Sp_20_65_60 : Parcel Offices | Ss_15_50_37 : Geophysical Survey Systems | Pr_20_29_03_73 : Rock Anchors | C3872 : Financial and leasing consultants
|  |  | D12829 : Other | Sp_20_65_62 : Post Office Box Rooms | Ss_15_50_39 : Hazardous Material Survey Systems | Pr_20_29_03_79 : Socket Anchors | C3873 : Insurance consultants
|  |  | D1283 : Crash barriers central reservations | Sp_20_65_64 : Post Office Counter Spaces | Ss_15_50_39_05 : Asbestos Survey Systems | Pr_20_29_03_80 : Solar Module Roof Anchors | C3874 : Management consultants
|  |  | D1284 : Other non-paved parts | Sp_20_65_66 : Post Office Queuing Areas | Ss_15_50_39_45 : Lead Paint Survey Systems | Pr_20_29_03_81 : Sprayed Concrete Anchor Studs | C3879 : Other
|  |  | D12841 : Verges soft shoulders | Sp_20_65_68 : Postal Sorting Offices | Ss_15_50_39_70 : Radon And Hazardous Ground Gases Survey Systems | Pr_20_29_03_82 : Sprayed Concrete Ties | C388 : Contractors
|  |  | D13 : Water transport and protection facilities | Sp_20_70 : Military Spaces | Ss_15_50_41 : Historic Survey Systems | Pr_20_29_03_83 : Stainless Steel Chemical Anchor Rods | C3881 : Contractors
|  |  | D131 : Ship sheltering and berthing facilities harbours docks | Sp_20_70_02 : Air Raid Shelters | Ss_15_50_41_25 : Ecclesiastical Inspection Survey Systems | Pr_20_29_03_84 : Stainless Steel Chemical Anchor Sockets | C3882 : Sub-contractors
|  |  | D1311 : Breakwaters harbour walls pierheads | Sp_20_70_04 : Arms Depots | Ss_15_50_41_35 : Historic Building Survey Systems | Pr_20_29_03_85 : Stainless Steel Glass Block Panel Anchors | C389 : Manufacturers suppliers other
|  |  | D1312 : Jetties piers landing stages | Sp_20_70_09 : Bomb Shelters | Ss_15_50_41_37 : Historic Site Survey Systems | Pr_20_29_03_86 : Structural Anchors | C3891 : Manufacturers
|  |  | D1313 : Docks | Sp_20_70_27 : Emergency Bunkers | Ss_15_50_60 : Performance Survey Systems | Pr_20_29_03_88 : Threaded Anchors | C3892 : Distributors and suppliers
|  |  | D13131 : Wet docks | Sp_20_70_29 : Fallout Shelters | Ss_15_50_60_02 : Access Audit Systems | Pr_20_29_03_92 : Undercut Anchors | C3893 : Importers
|  |  | D13132 : Dry docks | Sp_20_70_31 : Firing Ranges | Ss_15_50_60_04 : Acoustics And Noise Transfer Survey Systems | Pr_20_29_03_97 : Wedge Anchors | C3899 : Other
|  |  | D13133 : Floating docks | Sp_20_70_52 : Military Camps | Ss_15_50_60_06 : Air Tightness Survey Systems | Pr_20_29_06 : Bearings | C39 : Other types of organisation
|  |  | D13134 : Dock walls | Sp_20_70_54 : Military Parade Grounds | Ss_15_50_60_26 : Energy Assessment Survey Systems | Pr_20_29_06_29 : Flexure Bearings | C391 : Industries other than construction
|  |  | D13135 : Entrances and locks | Sp_20_70_88 : Test Ranges | Ss_15_50_60_28 : Environmental Assessment Survey Systems | Pr_20_29_06_30 : Fluid Linear Bearings | C392 : Temporary organisations
|  |  | D13136 : Lock gates and caissons | Sp_20_70_90 : Training Buildings | Ss_15_50_60_30 : Fire Separation Survey Systems | Pr_20_29_06_31 : Fluid Rotating Bearings | C393 : Miscellaneous organisations
|  |  | D13137 : Slipways | Sp_20_70_91 : Training Grounds | Ss_15_50_60_75 : Security Audit Systems | Pr_20_29_06_44 : Jewel Bearings | C394 : Small businesses
|  |  | D13138 : Pumping stations for docks | Sp_20_80 : Law Enforcement And Judicial Spaces | Ss_15_50_60_85 : Structural Appraisal Systems | Pr_20_29_06_46 : Linear Ball Bearings | C395 : Large businesses
|  |  | D1314 : Quays wharves | Sp_20_80_15 : Court Rooms | Ss_15_50_70 : Rail Track Survey Systems | Pr_20_29_06_47 : Linear Rod Bearings | C4 : Specialist areas of management
|  |  | D1315 : Gangways | Sp_20_80_28 : Evidence Rooms | Ss_15_50_72 : Road And Bridge Survey Systems | Pr_20_29_06_50 : Magnetic Linear Bearings | C41 : Management of office services
|  |  | D1317 : Rope guiding and fixing devices | Sp_20_80_37 : Holding Cells | Ss_15_50_75 : Site Investigation Systems | Pr_20_29_06_51 : Magnetic Rotating Bearings | C411 : Switchboard services
|  |  | D1318 : Mooring facilities (for light craft) | Sp_20_80_41 : Judgesâ€™ Benches | Ss_15_50_75_30 : Geoenvironmental Exploratory Investigation Systems | Pr_20_29_06_62 : Plain Linear Bearings | C412 : Reception services
|  |  | D132 : Port facilities ports | Sp_20_80_42 : Judgesâ€™ Chambers | Ss_15_50_75_32 : Geoenvironmental Ground Investigation Systems | Pr_20_29_06_63 : Plain Rotating Bearings | C413 : Commissionaire security services
|  |  | D1321 : Cargo storage facilities | Sp_20_80_44 : Jury Boxes | Ss_15_50_75_34 : Geotechnical Ground Investigation Systems | Pr_20_29_06_71 : Rotating Ball Bearings | C414 : Secretarial services
|  |  | D1322 : Cargo loading and unloading facilities | Sp_20_80_45 : Jury Rooms | Ss_15_50_75_36 : Geotechnical Substructure Investigation Systems | Pr_20_29_06_72 : Rotating Rod Bearings | C415 : Mail management
|  |  | D1323 : Passenger embarkation facilities | Sp_20_80_68 : Public Galleries | Ss_15_50_75_65 : Preliminary Investigation Systems | Pr_20_29_06_73 : Rotating Thrust Ball Bearings | C416 : Reprography
|  |  | D1324 : Boat storage repair facilities | Sp_20_80_77 : Secure Interview Rooms | Ss_15_50_77 : Site Survey Systems | Pr_20_29_06_74 : Rotating Thrust Rod Bearings | C4161 : Photocopying duplicating
|  |  | D1325 : Port services facilities | Sp_20_80_97 : Witness Stands | Ss_15_50_77_05 : Assessment Survey Systems | Pr_20_29_08 : Bolts | C4162 : Printing
|  |  | D1329 : Other port facilities | Sp_20_85 : Detention Spaces | Ss_15_50_77_65 : Preliminary Survey Systems | Pr_20_29_08_04 : Anchor Bolts | C417 : Records management
|  |  | D133 : Boat control facilities general | Sp_20_85_15 : Communal Inmate Dayrooms | Ss_15_50_95 : Waterway And Harbour Survey Systems | Pr_20_29_08_08 : Bolt Boxes | C4171 : Control of office documents collating filing
|  |  | D1331 : Channel dredging | Sp_20_85_22 : Detention Cells | Ss_15_95 : Temporary Works Systems | Pr_20_29_08_11 : Carriage (coach) Bolts | C4172 : Stationery forms
|  |  | D1332 : Channel demarcation | Sp_20_85_28 : Exercise Yards | Ss_15_95_15 : Temporary Preparatory Works Systems | Pr_20_29_08_26 : Elevator Bolts | C4173 : Office library management and operations
|  |  | D13321 : Marking buoys | Sp_20_85_35 : Guard Stations | Ss_15_95_20 : Temporary Whole-Entity Structural Works Systems | Pr_20_29_08_27 : Eye Bolts | C419 : Other
|  |  | D13322 : Audible marking devices | Sp_20_85_38 : Holding Cells | Ss_15_95_20_30 : Flying Shores Systems | Pr_20_29_08_28 : Expanding Bolts | C42 : Marketing selling
|  |  | D13323 : Radio and radar systems | Sp_20_85_59 : Open Secure Visiting Rooms | Ss_15_95_20_32 : Framed Retention Structure Systems | Pr_20_29_08_35 : Gutter Bolts | C421 : General marketing activities
|  |  | D13324 : Lighthouses light-beacons and light-vessels | Sp_20_85_66 : Private Secure Visiting Rooms | Ss_15_95_20_70 : Raking Shores Systems | Pr_20_29_08_36 : Hanger Bolts | C4211 : Marketing research survey techniques
|  |  | D13325 : Other demarcation systems | Sp_20_85_95 : Vehicle Impound Yards | Ss_15_95_20_72 : Retention Structure Systems | Pr_20_29_08_37 : Hex Bolts | C4212 : Audit and assessment
|  |  | D1333 : Coastguard and lifeboat stations | Sp_20_87 : Security Spaces | Ss_15_95_20_75 : Scaffold Retention Structure Systems | Pr_20_29_08_38 : Holding Down Bolt Assemblies | C4213 : Forecasting
|  |  | D134 : Canals | Sp_20_87_06 : Bag Search Counter | Ss_15_95_25 : Temporary Wall And Barrier Works Systems | Pr_20_29_08_42 : Indented Bolts | C4214 : Strategy establishment
|  |  | D1341 : Pounds | Sp_20_87_32 : Frisking Area | Ss_15_95_30 : Temporary Roof, Floor And Paving Works Systems | Pr_20_29_08_44 : J-Bolts (hook Bolts) | C4215 : Policy making and operation
|  |  | D1342 : Summit canals | Sp_20_87_63 : Pedestrian Security Check | Ss_15_95_35 : Temporary Fixed Access, Tunnel, Shaft, Vessel And Tower Works Systems | Pr_20_29_08_46 : Lag Bolts | C422 : Marketing concepts and systems
|  |  | D1343 : Winding holes | Sp_20_87_76 : Security Screen Area | Ss_15_95_40 : Temporary Signage And FfandE Works Systems | Pr_20_29_08_66 : Preloaded Bolt Assemblies | C4221 : The marketing mix
|  |  | D1344 : Canal linings | Sp_20_87_86 : Strip Search Room | Ss_15_95_45 : Temporary Flora And Fauna Works Systems | Pr_20_29_08_76 : Sex Bolts And Mating Screws | C4222 : Marketing models
|  |  | D1345 : Locks | Sp_20_87_95 : Vehicular Security Check | Ss_15_95_45_85 : Spoil Heap Temporary Crop Systems | Pr_20_29_08_78 : Shoulder Bolts | C4223 : Marketing information systems
|  |  | D1346 : Lock gates | Sp_20_90 : Fire And Rescue Spaces | Ss_15_95_45_90 : Topsoil Heap Temporary Crop Systems | Pr_20_29_08_92 : U-Bolts | C4224 : Marketing ethics
|  |  | D1347 : Lock chambers | Sp_20_90_27 : Emergency Communications Rooms | Ss_15_95_50 : Temporary Disposal Works Systems | Pr_20_29_14 : Clips And Clamps | C423 : Promotion
|  |  | D1349 : Other | Sp_20_90_28 : Emergency Vehicle Standing Areas | Ss_15_95_50-xx : Dewatering Systems | Pr_20_29_14_13 : Circlips | C4231 : Advertising
|  |  | D136 : Offshore structures platforms | Sp_20_90_30 : Fire Refuge Spaces | Ss_15_95_55 : Temporary Piped Supply Works Systems | Pr_20_29_14_16 : Colour Pipe Clips | C4232 : Publicity
|  |  | D1361 : Fixed offshore structures | Sp_20_90_31 : Fire Training Tower Spaces | Ss_15_95_55-xx : Tunnelling Compressed Air Systems | Pr_20_29_14_22 : Deck Board Clips | C4233 : Public relations
|  |  | D13611 : Compliant offshore structures | Sp_20_90_71 : Rescue Gear Stores | Ss_15_95_60 : Temporary Heating, Cooling And Refrigeration Works Systems | Pr_20_29_14_24 : Drainage Pipe Clips | C4234 : Exhibitions of work
|  |  | D13612 : Gravity platforms | Sp_20_95 : Reception Spaces | Ss_15_95_65 : Temporary Ventilation And Air Conditioning Works Systems | Pr_20_29_14_28 : Earthing And Bonding Clamps | C4235 : Media planning
|  |  | D1362 : Mobile offshore structures | Sp_20_95_72 : Reception Areas | Ss_15_95_70 : Temporary Electrical Works Systems | Pr_20_29_14_30 : Fence Panel Clips | C4236 : Press releases
|  |  | D13621 : Jack-up structures | Sp_20_95_73 : Reception Counter Spaces | Ss_15_95_75 : Temporary Communications, Security, Safety, Control And Protection Works Systems | Pr_20_29_14_31 : Floor Clips | C4237 : Promotional publications
|  |  | D13622 : Semi-submersible structures | Sp_20_95_96 : Waiting Rooms | Ss_15_95_80 : Temporary Transport Works Systems | Pr_20_29_14_32 : Frame Clamps | C4238 : Presentations
|  |  | D1363 : Drilling platforms | Sp_25 : Cultural, Educational, Scientific And Information Spaces | Ss_15_95_80-xx : Access Road Systems | Pr_20_29_14_33 : Glass Clamps | C4239 : Workshops seminars conferences
|  |  | D1364 : Production platforms | Sp_25_05 : Cultural Spaces | Ss_15_95_85 : Temporary Process Engineering Works Systems | Pr_20_29_14_34 : Glass-To-Glass Clips | C424 : Sales management selling
|  |  | D13641 : Tethered leg platforms | Sp_25_05_20 : Cultural Parade Routes | Ss_15_95_90 : Temporary Soft Facility Management Works Services | Pr_20_29_14_35 : Glass-To-Wall Clips | C4241 : Target setting
|  |  | D1365 : Hybrid platforms | Sp_25_05_66 : Procession And March Routes | Ss_20 : Whole-Entity Structural Systems | Pr_20_29_14_43 : Insulation Saddle Clips | C4242 : Sales reporting systems
|  |  | D1366 : Offshore modules | Sp_25_05_72 : Remembrance Sites | Ss_20_05 : Whole-Entity Substructure Systems | Pr_20_29_14_45 : Lift-Off Panel Clips | C425 : Social marketing
|  |  | D137 : Protective works | Sp_25_10 : Educational Spaces | Ss_20_05_15 : Concrete Foundation Systems | Pr_20_29_14_46 : Lightning Protection Conductor Clamps | C426 : International marketing
|  |  | D1371 : Wave protection works | Sp_25_10_01 : Adult Education Classrooms | Ss_20_05_15_15 : Concrete Pad And Strip Foundation Systems | Pr_20_29_14_47 : Lightning Protection Conductor Metallic Direct Contact Clips | C4261 : Export marketing
|  |  | D13711 : Wave screens | Sp_25_10_04 : Art Studios | Ss_20_05_15_70 : Reinforced Concrete Pad And Strip Foundation Systems | Pr_20_29_14_48 : Lightning Protection Conductor Non-Metallic Direct Contact Clips | C4262 : Franchising
|  |  | D13712 : Wave walls | Sp_25_10_05 : Assembly Halls | Ss_20_05_15_71 : Reinforced Concrete Pilecap And Ground Beam Foundation systems | Pr_20_29_14_50 : Masonry Clamps | C427 : Marketing by type of product
|  |  | D13713 : Wave deflectors | Sp_25_10_08 : Breakout Spaces | Ss_20_05_15_72 : Reinforced Concrete Raft Foundation Systems | Pr_20_29_14_52 : Metal Cladding Solar Module Clamps | C43 : Research and development
|  |  | D13714 : Spending beaches | Sp_25_10_15 : Computer Laboratories | Ss_20_05_15_80 : Steel Ground Beam Foundation Systems | Pr_20_29_14_68 : Push-Fit Panel Clips | C431 : Research
|  |  | D1372 : Erosion protection works | Sp_25_10_17 : Craft Studios | Ss_20_05_15_90 : Unreinforced Concrete Foundation System For Cast In Products | Pr_20_29_14_71 : Roofing Clamping Plates | C432 : Testing
|  |  | D13721 : Revetments | Sp_25_10_21 : Dance Studios | Ss_20_05_15_91 : Unreinforced Concrete Pad And Strip Foundation Systems | Pr_20_29_14_72 : Roofing Clamps | C433 : Development
|  |  | D13722 : Groynes | Sp_25_10_23 : Dissection Theatres | Ss_20_05_15_92 : Unreinforced Concrete Trench Fill Foundation Systems | Pr_20_29_14_76 : Security Glazing Clips | C434 : Results of research
|  |  | D1373 : Flood prevention works | Sp_25_10_25 : Drama Studios | Ss_20_05_50 : Minor Concrete Substructure Systems | Pr_20_29_14_82 : Spring Clips | C4341 : Inventions
|  |  | D13731 : Flood banks | Sp_25_10_37 : Home Economics Classrooms | Ss_20_05_50_15 : Concrete Haunching Systems | Pr_20_29_14_84 : Standing Seam Fixed Clips | C4342 : Publication of research results
|  |  | D13732 : Counter walls | Sp_25_10_42 : Infant Classrooms | Ss_20_05_50_70 : Reinforced Concrete Base Or Foundation Systems | Pr_20_29_14_85 : Standing Seam Sliding Clips | C44 : Finance and accounting business economics
|  |  | D13733 : Beach bumpings | Sp_25_10_46 : Language Laboratories | Ss_20_05_50_90 : Unreinforced Concrete Base Or Foundation Systems | Pr_20_29_14_86 : Suspended Ceiling Clips | C441 : Financial world
|  |  | D13734 : Floodgates | Sp_25_10_47 : Lecture Theatres | Ss_20_05_65 : Piling Systems | Pr_20_29_14_90 : Truss Clips | C4411 : Financial markets
|  |  | D14 : Air transport facilities | Sp_25_10_51 : Metalwork Classrooms | Ss_20_05_65_15 : Concrete Piling Systems | Pr_20_29_23 : Dowels And Rods | C4412 : Financial institutions
|  |  | D141 : Airports | Sp_25_10_55 : Music Rooms | Ss_20_05_65_20 : Driven Piling Systems | Pr_20_29_23_11 : Carbon Steel Dowel Bars | C44121 : Banks and banking
|  |  | D1411 : International airports airports for large airliners | Sp_25_10_62 : Plastics Work Classrooms | Ss_20_05_65_60 : Plunge Column Piling Systems | Pr_20_29_23_12 : Carbon Steel Rods | C44122 : Finance corporations
|  |  | D1412 : Airports limited to smaller airliners | Sp_25_10_64 : Pre-Tertiary Classrooms | Ss_20_05_70 : Raft Foundation Systems | Pr_20_29_23_22 : Dowel Bar Caps | C44123 : Trusts
|  |  | D142 : Aerodromes etc. | Sp_25_10_66 : Primary Classrooms | Ss_20_05_90 : Underpinning Systems | Pr_20_29_23_23 : Dowel-Retaining Fasteners | C442 : Financial management
|  |  | D1421 : Landing strips small aerodromes for light aircraft | Sp_25_10_71 : Religious Education Classrooms | Ss_20_05_90_10 : Beam And Unreinforced Concrete Underpinning Systems | Pr_20_29_23_30 : Fibre-Reinforced Plastics Dowels | C4421 : Asset management
|  |  | D1422 : Heliports | Sp_25_10_77 : Secondary Classrooms | Ss_20_05_90_35 : Grouted Underpinning Systems | Pr_20_29_23_36 : Hardwood Dowels | C44211 : Capital raising methods
|  |  | D1423 : VTOL (Vertical take-off and landing) facilities | Sp_25_10_78 : Seminar Rooms | Ss_20_05_90_45 : Jacked Pile Underpinning Systems | Pr_20_29_23_37 : Hardwood Pegs | C44212 : Leasing
|  |  | D1424 : STOL (Short take-off and landing) facilities | Sp_25_10_80 : Staff Common Rooms | Ss_20_05_90_60 : Pile And Cantilever Support Underpinning Systems | Pr_20_29_23_40 : Hot Welding Rods | C44213 : Debt financing
|  |  | D1425 : Military aerodromes | Sp_25_10_82 : Student Common Rooms | Ss_20_05_90_70 : Raking Pile Underpinning Systems | Pr_20_29_23_50 : Masonry Dowels | C44214 : Trading capital
|  |  | D1426 : Aerodromes for seaplanes | Sp_25_10_84 : Study Rooms | Ss_20_05_90_90 : Unreinforced Concrete Underpinning Systems | Pr_20_29_23_57 : Nylon Studding | C44215 : Credit management
|  |  | D143 : Airport management and control facilities | Sp_25_10_90 : Tertiary Classrooms | Ss_20_05_90_95 : Wall Beam Underpinning Systems | Pr_20_29_23_80 : Softwood Dowels | C44216 : Licensing
|  |  | D1431 : Air traffic control towers | Sp_25_10_97 : Woodwork Classrooms | Ss_20_10 : Whole-Entity Structural Frame Systems | Pr_20_29_23_81 : Softwood Pegs | C44217 : Investment project appraisal
|  |  | D1433 : Lighting systems | Sp_25_30 : Scientific Laboratory Spaces | Ss_20_10_30 : Footbridge Structure Systems | Pr_20_29_23_83 : Stainless Steel Dowel Bars | C442171 : Overseas investment
|  |  | D1434 : Aircraft approach guidance systems | Sp_25_30_02 : Analytical Chemistry Laboratories | Ss_20_10_30_30 : Footbridge Systems | Pr_20_29_23_84 : Stainless Steel Rods | C44218 : Liquid assets
|  |  | D1435 : Navigational systems | Sp_25_30_03 : Animal Laboratories | Ss_20_10_75 : Structural Framing Systems | Pr_20_29_23_92 : U-Pins | C44219 : Financial risk analysis others
|  |  | D144 : Runway taxiway and apron facilities | Sp_25_30_04 : Astronomical Laboratories | Ss_20_10_75_15 : Concrete Framing Systems | Pr_20_29_29 : Ferrules And Sleeves | C4422 : Portfolio investment
|  |  | D1441 : Runways runway strips | Sp_25_30_05 : Astronomical Observatory Domes | Ss_20_10_75_35 : Heavy Steel Framing Systems | Pr_20_29_29_23 : Dowel Bar Sleeves | C4423 : Business formation and liquidation
|  |  | D1442 : Taxiways | Sp_25_30_07 : Biological Laboratories | Ss_20_10_75_45 : Light Steel Framing Systems | Pr_20_29_29_62 : Plastics Pile Sleeves | C44231 : Setting up
|  |  | D1443 : Aprons | Sp_25_30_08 : Biology Teaching Laboratories | Ss_20_10_75_70 : Reinforced Concrete Framing Systems | Pr_20_29_29_63 : Plastics Preformed Liners | C44232 : Mergers
|  |  | D1444 : Aircraft stands | Sp_25_30_10 : Bioscience Laboratories | Ss_20_10_75_85 : Timber Framing Systems | Pr_20_29_29_66 : Pre-Stressed Reinforcement Cable Conduits | C44233 : Flotations
|  |  | D1447 : Other paved areas | Sp_25_30_13 : Chemistry Teaching Laboratories | Ss_20_12 : Whole-Entity Structural Monolithic Systems | Pr_20_29_29_84 : Spacer Sleeves | C44234 : Partnering
|  |  | D1448 : Other obstruction-free areas over which aircraft can move | Sp_25_30_15 : Clinical Biochemistry Laboratories | Ss_20_12_26 : Earthen Structural Systems | Pr_20_29_29_96 : Wire-Crimp Ferrules | C44235 : Asset swapping
|  |  | D145 : Airport services facilities | Sp_25_30_16 : Clinical Microbiology Laboratories | Ss_20_12_50 : Mass Concrete Structural Systems | Pr_20_29_30 : Fixing Lugs | C44236 : Divestment
|  |  | D1451 : Hangars for repair and storage of aircraft | Sp_25_30_17 : Clinical Pathology Laboratories | Ss_20_12_51 : Mass Reinforced Concrete Structural Systems | Pr_20_29_30_11 : Cable Fixing Lugs | C44237 : Liquidations
|  |  | D1454 : Fuel supply facilities | Sp_25_30_19 : Containment Laboratories | Ss_20_14 : Whole-Entity Structural Panel Systems | Pr_20_29_30_24 : Door Fixing Lugs | C44238 : Insolvencies
|  |  | D1459 : Other airport services facilities | Sp_25_30_23 : Dry Laboratories | Ss_20_14_75 : Segmental Tunnel Structural Lining Systems | Pr_20_29_30_31 : Furniture Floor Fixing Lugs | C4424 : Land and property finance and development
|  |  | D146 : Embarkation facilities terminals | Sp_25_30_26 : Earth Sciences Laboratories | Ss_20_16 : Whole-Entity Structural Sheet And Cable Systems | Pr_20_29_30_32 : Furniture Wall Fixing Lugs | C44241 : Land and real estate
|  |  | D1461 : Passenger facilities terminals | Sp_25_30_31 : Forensics Laboratories | Ss_20_16_05 : Bridge Cable Stayed Systems | Pr_20_29_30_96 : Window Fixing Lugs | C44242 : Property finance
|  |  | D1462 : Cargo facilities terminals | Sp_25_30_33 : Geology Laboratories | Ss_20_16_07 : Bridge Cable Suspension Systems | Pr_20_29_31 : Flat And Folded Plate Fasteners | C4425 : Personal financial management
|  |  | D1463 : Baggage handling facilities | Sp_25_30_42 : Inorganic Chemistry Laboratories | Ss_20_16_10 : Building Cable Systems | Pr_20_29_31_08 : Bolted Joint Connectors | C443 : Accounting and auditing
|  |  | D1464 : Piers and loading bridges linking terminal buildings to aircraft | Sp_25_30_58 : Optical Physics Laboratories | Ss_20_16_40 : Inflatable Structural Systems | Pr_20_29_31_12 : Carbon Steel Nailing Plates | C4431 : Accounting procedures
|  |  | D1469 : Other parts of embarkation facilities terminals | Sp_25_30_59 : Organic Chemistry Laboratories | Ss_20_18 : Whole-Entity Structural Unit Systems | Pr_20_29_31_13 : Carbon Steel Punched Metal Plate Fasteners | C44311 : Goodwill accounting
|  |  | D149 : Other air transport facilities | Sp_25_30_63 : Physical Chemistry Laboratories | Ss_20_18_50 : Masonry Arch Bridge Structure Systems | Pr_20_29_31_44 : Joist Hangers | C44312 : Inflation accounting
|  |  | D15 : Communications facilities | Sp_25_30_65 : Physical Sciences Laboratories | Ss_20_40 : Whole-Entity Structure Covering And Finishing Systems | Pr_20_29_31_84 : Stainless Steel Nailing Plates | C44313 : Accounting valuations
|  |  | D151 : General broadcasting facilities | Sp_25_30_66 : Physics Teaching Laboratories | Ss_20_40_15 : Concrete Protection Systems | Pr_20_29_31_85 : Stainless Steel Punched Metal Plate Fasteners | C44314 : Book-keeping systems
|  |  | D152 : Radio facilities | Sp_25_30_68 : Psychology Laboratories | Ss_20_40_80 : Sprayed Concrete Steel Encasement Systems | Pr_20_29_34 : Glass Fixing Plates | C4432 : Management accounting
|  |  | D153 : Television facilities | Sp_25_30_80 : Solar Observatory Rooms | Ss_20_40_85 : Structural Steel Protective Painting Systems | Pr_20_29_34_34 : Glass Fin Splice Plates | C44321 : Budgets
|  |  | D1531 : Closed circuit television facilities | Sp_25_30_90 : Toxicology Laboratories | Ss_20_60 : Whole-Entity Structure Accessory Systems | Pr_20_29_34_35 : Glass Fixing Patch Plates | C44322 : Budgetary control
|  |  | D154 : Telephone telegraph facilities | Sp_25_30_96 : Wet Laboratories | Ss_20_60_60 : Permanent Formwork Systems | Pr_20_29_56 : Nails | C44323 : Cost accounting
|  |  | D1541 : Telephone facilities | Sp_25_35 : Scientific Ancillary Spaces | Ss_20_95 : Temporary Whole-Entity Structural Systems | Pr_20_29_56_03 : Annular Nails | C44324 : Costs
|  |  | D15411 : Telephone exchanges | Sp_25_35_02 : Anechoic Chambers | Ss_25 : Wall And Barrier Systems | Pr_20_29_56_14 : Clout Head Nails | C443241 : Fixed costs
|  |  | D15412 : Telephone engineering centres and TSCVs | Sp_25_35_03 : Animal Holding Rooms | Ss_25_05 : Wall And Barrier Substructure Systems | Pr_20_29_56_16 : Corrugated Fasteners | C443242 : Variable costs
|  |  | D1542 : Telegraph facilities | Sp_25_35_05 : Autoclave Rooms | Ss_25_10 : Framed Wall Structure Systems | Pr_20_29_56_19 : Cut Clasp Nails | C443243 : Historical costs
|  |  | D15421 : Telex facilities | Sp_25_35_06 : Bioscience Equipment Rooms | Ss_25_10_20 : Curtain Walling Systems | Pr_20_29_56_20 : Cut Floor Brads | C443244 : Job costing timesheets
|  |  | D15422 : Facsimile transmission facilities | Sp_25_35_08 : Blood Banks | Ss_25_10_20_85 : Stick Curtain Walling Systems | Pr_20_29_56_36 : Hardboard Nails | C4433 : Accounting for external appraisal
|  |  | D15423 : Data communications facilities | Sp_25_35_14 : Chemicals Stores | Ss_25_10_20_90 : Unitized Curtain Walling Systems | Pr_20_29_56_48 : Lost Head (round) Nails | C4434 : Auditing
|  |  | D156 : Other telecommunications facilities | Sp_25_35_16 : Clean Rooms | Ss_25_10_30 : Framed Partition Systems | Pr_20_29_56_50 : Masonry Nails | C444 : Business economics
|  |  | D1561 : Fibre optic cable facilities | Sp_25_35_18 : Computer Rooms | Ss_25_10_30_35 : Gypsum Board Partition Systems | Pr_20_29_56_59 : Oval Wire Nails | C4441 : History and theories of economics
|  |  | D1562 : Other cable and line facilities | Sp_25_35_19 : Containment Rooms | Ss_25_10_30_70 : Rigid Sheet Partition Systems | Pr_20_29_56_60 : Panel Pins | C4442 : Microeconomics
|  |  | D1563 : Microwave beam facilities | Sp_25_35_21 : Dark Rooms | Ss_25_10_32 : Framed Wall Systems | Pr_20_29_56_73 : Round Wire Nails | C44421 : Income
|  |  | D1564 : Laser beam facilities | Sp_25_35_28 : Experiment Control Rooms | Ss_25_10_32_35 : Heavy Steel Wall Framing Systems | Pr_20_29_56_82 : Sprigs | C44422 : Interest rates
|  |  | D1565 : Radio wave facilities | Sp_25_35_29 : Flammable Chemical Stores | Ss_25_10_32_45 : Light Steel Wall Framing Systems | Pr_20_29_56_83 : Spring-Head Roofing Nails | C44423 : Profitability
|  |  | D1566 : Transmission facilities | Sp_25_35_30 : Flow Cytometry Rooms | Ss_25_10_32_90 : Timber Wall Framing Systems | Pr_20_29_56_84 : Square Twisted Nails | C44424 : Productivity
|  |  | D15661 : Satellite ground stations | Sp_25_35_36 : Hyperbaric Chambers | Ss_25_10_35 : Glazed Screen Systems | Pr_20_29_56_85 : Staples | C4443 : Macroeconomics
|  |  | D1567 : Switching facilities | Sp_25_35_42 : Instrument Rooms | Ss_25_10_35_35 : Glazed Screen Systems | Pr_20_29_56_87 : Tacks | C44431 : Investment and growth
|  |  | D15671 : Exchanges | Sp_25_35_46 : Laboratory Cold Rooms | Ss_25_10_45 : Log Wall Systems | Pr_20_29_56_93 : Upholstery Nails | C444311 : Economic aspects of the environment
|  |  | D15672 : Switching centres | Sp_25_35_47 : Laboratory Warm Rooms | Ss_25_10_65 : Pole Frame Wall Systems | Pr_20_29_57_01 : Acorn Nuts | C44432 : Economic cycles
|  |  | D15673 : Telecommunication control facilities | Sp_25_35_70 : Radiation Shielded Rooms | Ss_25_11 : Monolithic Wall Structure Systems | Pr_20_29_57_02 : Aerotite Nuts | C444321 : Recession
|  |  | D157 : Postal communications facilities | Sp_25_35_76 : Seismograph Rooms | Ss_25_11_13 : Cob Wall Systems | Pr_20_29_57_11 : Cage Nuts | C444322 : Boom
|  |  | D1571 : Post offices | Sp_25_35_88 : Tissue Culture Rooms | Ss_25_11_15 : Concrete Form Masonry Unit Wall Systems | Pr_20_29_57_12 : Captive Nuts | C444323 : Steady growth
|  |  | D1572 : Sorting offices | Sp_25_50 : Exhibition Spaces | Ss_25_11_16 : Concrete Wall Systems | Pr_20_29_57_13 : Castle Nuts | C444324 : Flat
|  |  | D1574 : Parcels offices | Sp_25_50_04 : Art Galleries | Ss_25_11_16_70 : Reinforced Concrete Wall Systems | Pr_20_29_57_23 : Dome (cap) Nuts | C44433 : Inflation and deflation
|  |  | D1575 : Mail rooms | Sp_25_50_15 : Collection Exhibition Spaces | Ss_25_11_16_80 : Solid Concrete Wall Systems | Pr_20_29_57_30 : Flange Nuts | C444331 : Inflation
|  |  | D159 : Other communications facilities | Sp_25_50_16 : Conservation Rooms | Ss_25_11_70 : Rammed Earth Wall Systems | Pr_20_29_57_36 : Half Nuts | C444332 : Deflation
|  |  | D1591 : Communication reception and control rooms | Sp_25_50_21 : Diorama Rooms | Ss_25_11_70_55 : Non-Stabilized Rammed Earth Wall Systems | Pr_20_29_57_37 : Heavy Hex Nuts | C44434 : Monetary economics
|  |  | D15911 : Switchboards | Sp_25_50_22 : Display Aquaria | Ss_25_11_70_83 : Stabilized Rammed Earth Plinth Systems | Pr_20_29_57_38 : Hex Nuts | C444341 : Foreign exchange
|  |  | D1592 : Telephone booths | Sp_25_50_23 : Display Aviaries | Ss_25_11_70_85 : Stabilized Rammed Earth Wall Systems | Pr_20_29_57_44 : Jam Nuts | C444342 : Exchange rates
|  |  | D1593 : Telephone boxes | Sp_25_50_24 : Display Cages | Ss_25_12 : Panel Wall Structure Systems | Pr_20_29_57_45 : K-Lock Nuts | C444343 : World banks
|  |  | D16 : Power supply mineral supply facilities | Sp_25_50_25 : Display Enclosures | Ss_25_12_10 : Brick Panel Wall Systems | Pr_20_29_57_50 : Manifold Nuts | C444344 : International Monetary Fund
|  |  | D161 : Electricity generation | Sp_25_50_26 : Display Pools | Ss_25_12_15 : Concrete Panel Wall Systems | Pr_20_29_57_56 : Nylon-Insert Jam Nuts | C44435 : Government economics
|  |  | D1611 : Coal-fired power stations | Sp_25_50_29 : Fauna Exhibition Spaces | Ss_25_12_60 : Panel Cubicle Systems | Pr_20_29_57_57 : Nylon-Insert Lock Nuts | C444351 : Public finance monetary policies
|  |  | D1612 : Oil-fired power stations | Sp_25_50_31 : Flora Exhibition Spaces | Ss_25_12_60_30 : Fully-Framed Panel Cubicle Systems | Pr_20_29_57_66 : Prevailing Torque Lock Nuts | C444352 : National budget
|  |  | D1613 : Dual-fired power stations | Sp_25_50_55 : Multipurpose Exhibition Spaces | Ss_25_12_60_60 : Panel Cubicle Systems | Pr_20_29_57_76 : Serrated Flange Nuts | C444353 : Government expenditure
|  |  | D1614 : Nuclear power stations | Sp_25_50_63 : Planetaria | Ss_25_12_60_65 : Privacy Screen Systems | Pr_20_29_57_80 : Slotted Nuts | C444354 : Government fund-raising taxation
|  |  | D16141 : Magnox stations | Sp_25_50_66 : Product Display Spaces | Ss_25_12_65 : Panel Partition Systems | Pr_20_29_57_83 : Square Nuts | C44436 : Local government economics
|  |  | D16142 : Advanced gas cooled stations | Sp_25_50_67 : Product Display Stands | Ss_25_12_65_50 : Media Wall Systems | Pr_20_29_57_84 : Stover Nuts | C444361 : Rates council taxes
|  |  | D16143 : Pressurised water reactor stations | Sp_25_50_73 : Sculpture Galleries | Ss_25_12_65_55 : Mesh Panel Partition Systems | Pr_20_29_57_85 : Stud Connector (coupling) Nuts | C4444 : Funding
|  |  | D1615 : Hydroelectric and pumped storage stations | Sp_25_50_74 : Sculpture Gardens | Ss_25_12_65_60 : Plasterboard Laminated Partition Systems | Pr_20_29_57_88 : Tee Nuts | C44441 : Government funding
|  |  | D16151 : Pumping systems for pumped storage stations | Sp_25_50_87 : Temporary Exhibition Booths | Ss_25_12_65_65 : Plasterboard Panel Partition Systems | Pr_20_29_57_96 : Wing Nuts | C444411 : European Union
|  |  | D1616 : Gas turbine power stations | Sp_25_50_88 : Temporary Exhibition Spaces | Ss_25_12_65_70 : Relocatable Partition And Ceiling Systems | Pr_20_29_60 : Packings And Spacers | C444412 : National government
|  |  | D1617 : Electricity generation from wave solar wind power | Sp_25_50_90 : Touching Pools | Ss_25_12_65_75 : Relocatable Partition Systems | Pr_20_29_60_30 : Flat Jacks | C444413 : Joint government and private sector funding
|  |  | D16171 : Wave power | Sp_25_50_93 : Underwater Viewing Spaces | Ss_25_12_65_85 : Storage Wall Systems | Pr_20_29_60_31 : Formwork Cover Spacers | C444414 : National Lottery funding
|  |  | D16172 : Solar power | Sp_25_50_94 : Viewing Platforms | Ss_25_12_80 : Structural Glass Wall Systems | Pr_20_29_60_36 : Hardwood Packs | C444415 : Local government grants subsidies
|  |  | D16173 : Wind power | Sp_25_50_95 : Viewing Walkways | Ss_25_12_80_65 : Point-Fixed Structural Glass Wall Systems | Pr_20_29_60_37 : Hardwood Wedges | C44442 : Private sector funding
|  |  | D1619 : Other electricity generation facilities | Sp_25_70 : Information Spaces | Ss_25_12_80_83 : Stacked Structural Glass Wall Systems | Pr_20_29_60_60 : Packings | C45 : Personnel management and industrial relations
|  |  | D16191 : Precipitators | Sp_25_70_04 : Archives | Ss_25_12_80_85 : Suspended Structural Glass Wall Systems | Pr_20_29_60_77 : Shims And Folding Wedges | C451 : Personnel management theory and systems
|  |  | D16192 : Turbine halls | Sp_25_70_05 : Audio-Visual Study Rooms | Ss_25_12_83 : Structural Insulated Panel Wall Systems | Pr_20_29_60_81 : Softwood Packs | C4511 : Personnel administration
|  |  | D16193 : Boiler houses | Sp_25_70_08 : Borrowing And Return Counters | Ss_25_12_85 : Structural Steel Panel Wall Systems | Pr_20_29_60_82 : Softwood Wedges | C4512 : Industrial psychology
|  |  | D162 : Combined heat and power generating stations | Sp_25_70_11 : Catalogue Areas | Ss_25_12_90 : Tilt-Up Concrete Wall Systems | Pr_20_29_63 : Plugs | C4513 : Personnel policy
|  |  | D163 : Electricity transmission and supply facilities | Sp_25_70_15 : Conference Auditoria | Ss_25_13 : Unit Wall Structure Systems | Pr_20_29_63_50 : Masonry Plugs | C4514 : Personnel planning
|  |  | D1631 : Electricity substations | Sp_25_70_16 : Conference Rooms | Ss_25_13_05 : Adobe Block Wall Systems | Pr_20_29_63_63 : Plastics Plugs | C4515 : Human resources development
|  |  | D1632 : Overground transmission facilities | Sp_25_70_18 : Conservation Rooms | Ss_25_13_30 : Gabion Wall Systems | Pr_20_29_63_84 : Studded Cavity Drainage Membrane Plugs | C4516 : Personnel records and systems
|  |  | D1633 : Underground transmission | Sp_25_70_23 : Drawing Study Rooms | Ss_25_13_33 : Glass Block Wall Systems | Pr_20_29_63_85 : Surface Plugs And Pellets | C452 : Recruitment and selection
|  |  | D164 : Non-electrical power generation and supply | Sp_25_70_27 : Enquiry Areas | Ss_25_13_33_33 : Glass Block Wall Systems | Pr_20_29_71 : Rivets | C4521 : Job descriptions requirements and enrichments
|  |  | D1641 : Traditional windmills | Sp_25_70_30 : Film Storage Vaults | Ss_25_13_35 : Gypsum Block Wall Systems | Pr_20_29_71_08 : Blind (pop) Rivets | C4522 : Educational qualifications experience skills
|  |  | D1642 : Traditional watermills | Sp_25_70_46 : Lending Areas | Ss_25_13_45 : Lead Brick Wall Systems | Pr_20_29_71_24 : Drive Rivets | C4523 : Applications references
|  |  | D1643 : Direct supply of heat from geothermal sources | Sp_25_70_47 : Library Stacks | Ss_25_13_50 : Masonry Wall Systems | Pr_20_29_71_30 : Flush Rivets | C4524 : Interviews tests
|  |  | D1644 : Direct supply of heat from the sun | Sp_25_70_50 : Map Rooms | Ss_25_13_50_50 : Masonry External Wall External Skin System | Pr_20_29_71_31 : Friction-Lock Rivets | C4525 : Selection selection boards
|  |  | D1645 : Other direct supply of heat | Sp_25_70_56 : Newspaper Reading Rooms | Ss_25_13_50_51 : Masonry External Wall Internal Skin System | Pr_20_29_71_59 : Oscar Rivets | C4526 : Induction
|  |  | D165 : Oil (petroleum) extraction supply facilities | Sp_25_70_62 : Photocopying Rooms | Ss_25_13_50_52 : Masonry External Wall Single Skin System | Pr_20_29_71_76 : Self-Pierce Rivets | C4527 : Probationary period
|  |  | D1651 : Oil rigs extraction from beneath ocean floor | Sp_25_70_63 : Photograph Study Rooms | Ss_25_13_50_54 : Masonry Freestanding Wall System | Pr_20_29_71_77 : Semi-Tubular Rivets | C4528 : Placement
|  |  | D1652 : Oil wells extraction from land | Sp_25_70_71 : Reading Rooms | Ss_25_13_50_56 : Masonry Internal Wall System | Pr_20_29_71_81 : Solid Rivets | C4529 : Equal opportunities discrimination
|  |  | D1653 : Oil refineries | Sp_25_70_72 : Reference Areas | Ss_25_13_70 : Reinforced Masonry Wall Systems | Pr_20_29_76 : Screws | C453 : Training
|  |  | D1654 : Oil storage facilities | Sp_25_70_82 : Study Areas | Ss_25_13_85 : Straw Bale Wall Systems | Pr_20_29_76_28 : Eye Lags | C4531 : External training
|  |  | D166 : Gas extraction supply facilities | Sp_25_90 : Worship Spaces | Ss_25_13_85_30 : Framed Straw Bale Wall Systems | Pr_20_29_76_50 : Machine Screws | C4532 : Internal training
|  |  | D1661 : Gas rigs | Sp_25_90_01 : Aisles | Ss_25_13_85_95 : Unframed Straw Bale Wall Systems | Pr_20_29_76_76 : Self-Drilling Sheet Metal Screws | C4533 : Continuing professional development
|  |  | D1662 : Gas wells | Sp_25_90_03 : Altars | Ss_25_14 : Fence Systems | Pr_20_29_76_77 : Set Screws | C4534 : Retraining
|  |  | D1663 : Gas treatment facilities | Sp_25_90_05 : Arks | Ss_25_14_30 : Framed Fence Systems | Pr_20_29_76_78 : Sheet Metal Screws | C454 : Employee communication
|  |  | D1664 : Gas storage facilities | Sp_25_90_06 : Baptisteries | Ss_25_14_55 : Monolithic Fence Systems | Pr_20_29_76_81 : Socket Screws | C4541 : Handbooks
|  |  | D1665 : Gas pipelines | Sp_25_90_08 : Bimahs | Ss_25_14_63 : Post And Panel Fence Systems | Pr_20_29_76_88 : Thread-Cutting Machine Screws | C4542 : Procedure manuals
|  |  | D1666 : Synthetic gas (from coal etc.) production and supply facilities | Sp_25_90_09 : Blessing Spaces | Ss_25_14_63_14 : Composite Post And Panel Fencing Systems | Pr_20_29_76_98 : Wood Screws | C4543 : House journals
|  |  | D167 : Solid fuel extraction supply facilities | Sp_25_90_12 : Ceremonial Spaces | Ss_25_14_63_16 : Concrete Post And Panel Fencing Systems | Pr_20_29_81 : Soil Nails | C4544 : Suggestion schemes
|  |  | D1671 : Coal mines shaft mines and pits | Sp_25_90_14 : Chancels | Ss_25_14_63_50 : Metal Mesh Panel Fencing Systems | Pr_20_29_81_11 : Carbon Steel Soil Nails | C4545 : Consultation
|  |  | D1672 : Opencast mines | Sp_25_90_15 : Chapels | Ss_25_14_63_52 : Metal Vertical Pale Fencing Systems | Pr_20_29_81_63 : Plastics Soil Nails | C455 : Industrial relations
|  |  | D1673 : Peat cutting facilities | Sp_25_90_16 : Choir Lofts | Ss_25_14_63_55 : Multi-Use Games Fencing Systems | Pr_20_29_81_84 : Stainless Steel Soil Nails | C4551 : Labour relations
|  |  | D1674 : Uranium mines | Sp_25_90_17 : Choirs | Ss_25_14_63_80 : Steel Hurdle Fencing Systems | Pr_20_29_87 : Thatch Roofing Fasteners | C4552 : Industrial democracy
|  |  | D168 : Mineral extraction supply facilities | Sp_25_90_52 : Meditation Rooms | Ss_25_14_63_83 : Steel Palisade Panel Fencing Systems | Pr_20_29_87_36 : Hazel Staples | C4553 : Conciliation arbitration
|  |  | D1681 : Mines for mineral extraction | Sp_25_90_53 : Menâ€™s Prayer Rooms | Ss_25_14_63_85 : Steel Vertical Bar Fencing Systems | Pr_20_29_87_37 : Hazel Sways | C4554 : Co-partnerships
|  |  | D1682 : Opencast workings for mineral extraction | Sp_25_90_54 : Mihrabs | Ss_25_14_63_95 : Wattle Hurdle Panel Fencing Systems | Pr_20_29_87_52 : Metal Sways | C4555 : Worker control
|  |  | D1683 : Quarries for mineral extraction | Sp_25_90_55 : Multidenominational Chapels | Ss_25_14_63_96 : Wood Or Plastics Panel Fencing Systems | Pr_20_29_87_87 : Thatching Hooks | C456 : Conditions of employment
|  |  | D169 : Other power supply mineral supply facilities | Sp_25_90_56 : Naves | Ss_25_14_63_98 : Wrought Iron Panel Fencing Systems | Pr_20_29_87_96 : Willow Sways | C4561 : Hours of work
|  |  | D17 : Public health water engineering facilities | Sp_25_90_66 : Procession Spaces | Ss_25_14_65 : Post And Rail Fence Systems | Pr_20_29_88 : Tile And Fabric Roofing Fasteners | C4562 : Breaks
|  |  | D171 : Water supply facilities | Sp_25_90_68 : Pulpits | Ss_25_14_65_10 : Carbon Steel Continuous Bar Fencing Systems | Pr_20_29_88_31 : Forked Roofing Connectors | C4563 : Leave absence
|  |  | D171/4 : Public health facilities | Sp_25_90_72 : Reflection Spaces | Ss_25_14_65_12 : Composite Board Or Palisade Fencing Systems | Pr_20_29_88_37 : Hip Irons | C4564 : Conduct disciplinary action
|  |  | D1711 : Water supply storage facilities | Sp_25_90_75 : Sacramental Spaces | Ss_25_14_65_14 : Composite Post And Rail Fencing Systems | Pr_20_29_88_42 : Insulation Fixing Spikes | C4565 : Dispute resolution
|  |  | D17111 : Wells | Sp_25_90_77 : Side Chapels | Ss_25_14_65_16 : Concrete Palisade Fencing Systems | Pr_20_29_88_59 : Overlay Fasteners | C4566 : Termination of employment
|  |  | D1712 : Water supply treatment facilities water works | Sp_25_90_87 : Tabernacles | Ss_25_14_65_18 : Concrete Post And Rail Fencing Systems | Pr_20_29_88_73 : Roofing Corner Plates | C457 : Remuneration
|  |  | D17121 : Screening plant | Sp_25_90_90 : Transepts | Ss_25_14_65_50 : Metal Post And Rail Fencing Systems | Pr_20_29_96 : Washers | C4571 : Salaries wages
|  |  | D17122 : Mixing and flocculation plant | Sp_25_90_97 : Womenâ€™s Prayer Rooms | Ss_25_14_65_95 : Wood Close Boarded Fencing Systems | Pr_20_29_96_17 : Crinkle Washers | C4572 : Compensation
|  |  | D17123 : Sedimentation plant | Sp_25_95 : Worship Ancillary Spaces | Ss_25_14_65_97 : Wood Palisade Fencing Systems | Pr_20_29_96_20 : Cup (finishing) Washers | C4573 : Systems of payment
|  |  | D17124 : Sand filters | Sp_25_95_07 : Belfries | Ss_25_14_65_98 : Wood Post And Rail Fencing Systems | Pr_20_29_96_28 : External Tooth Lock (shake-proof) Washers | C4574 : Incentives
|  |  | D17125 : Disinfecting plant | Sp_25_95_08 : Bell Ringing Spaces | Ss_25_14_67 : Post And Wire Fence Systems | Pr_20_29_96_29 : Fender Washers | C4575 : Bonuses
|  |  | D17126 : Water softening plant | Sp_25_95_12 : Chapter Houses | Ss_25_14_67_10 : Chain Link Fencing Systems | Pr_20_29_96_30 : Fibre Washers | C4577 : Allowances
|  |  | D17127 : Sludge treatment plant | Sp_25_95_13 : Circumcision Rooms | Ss_25_14_67_12 : Cleft Chestnut Pale Fencing Systems | Pr_20_29_96_31 : Flat Washers | C4578 : Deductions
|  |  | D17128 : Other water supply treatment facilities | Sp_25_95_14 : Cloisters | Ss_25_14_67_15 : Composite Continuous Mesh Fencing Systems | Pr_20_29_96_42 : Internal Tooth Lock (shake-proof) Washers | C458 : Working conditions nature of work
|  |  | D1713 : Water supply distribution facilities | Sp_25_95_15 : Confessionals | Ss_25_14_67_17 : Composite Wire Fencing Systems | Pr_20_29_96_58 : Ogee Washers | C4581 : Dangerous work
|  |  | D17131 : Pumping stations | Sp_25_95_18 : Crypts | Ss_25_14_67_25 : Dropper Pattern Strained Wire Fencing Systems | Pr_20_29_96_59 : Open Push-On Retainers | C4582 : Monotonous work
|  |  | D17132 : Water mains | Sp_25_95_33 : Galleries | Ss_25_14_67_27 : Electric Fencing Systems | Pr_20_29_96_61 : Penny (dock) Washers | C459 : Other personnel management issues
|  |  | D17133 : Break pressure tank | Sp_25_95_50 : Marriage Sanctuaries | Ss_25_14_67_28 : Electric Security Fencing Systems | Pr_20_29_96_63 : Plate (square) Washers | C4591 : Fringe benefits
|  |  | D1719 : Other water supply facilities | Sp_25_95_75 : Sanctuaries | Ss_25_14_67_33 : General Pattern Strained Wire Fencing Systems | Pr_20_29_96_76 : Sealing Washers | C45911 : Pensions
|  |  | D172 : Wet waste facilities | Sp_25_95_90 : Treasuries | Ss_25_14_67_35 : General Pattern Wire Mesh Fencing Systems | Pr_20_29_96_84 : Sprung (split Lock) Washers | C45912 : Insurance
|  |  | D1721 : Wet waste collection | Sp_25_95_94 : Vestries | Ss_25_14_67_70 : Rope Or Chain Fencing Systems | Pr_20_29_97 : Welding Joint Fillers | C45913 : Maternity benefits
|  |  | D17211 : Small-scale collection cesspools septic tanks | Sp_30 : Industrial Spaces | Ss_25_14_67_85 : Spring Steel And High Tensile Wire Mesh Fencing Systems | Pr_20_29_97_09 : Brazing Joint Fillers | C45914 : Sick pay
|  |  | D17212 : Domestic and general collection | Sp_30_10 : Mineral Extraction Spaces | Ss_25_14_67_95 : Welded Wire Mesh Fencing Systems | Pr_20_29_97_26 : Electric Welding Joint Fillers | C45915 : Grants loans discount schemes to employees
|  |  | D172121 : Combined sewerage systems | Sp_30_10_28 : Explosives Store Rooms | Ss_25_14_95 : Unit Fence Systems | Pr_20_29_97_33 : Gas Welding Joint Fillers | C4592 : Social benefits
|  |  | D172122 : Separate sewerage systems | Sp_30_10_52 : Mineral Storage Spaces | Ss_25_15 : Fixed Pedestrian Barrier Systems | Pr_20_29_97_81 : Soldering Joint Fillers | C45921 : Subsidised meals
|  |  | D172123 : Partially separate sewerage systems | Sp_30_10_57 : Offshore Oil And Gas Drilling Areas | Ss_25_15_05 : Balustrade And Handrail Systems | Pr_20_29_57 : Nuts | C45922 : Vouchers
|  |  | D17213 : Industrial collection | Sp_30_10_58 : Oil And Gas Storage Spaces | Ss_25_15_05_05 : Balustrade And Guarding Systems | Pr_20_31 : Formless Structure And General Products | C45923 : Employees housing
|  |  | D17214 : Collection from other particular types of facilities | Sp_30_10_59 : Onshore Oil And Gas Drilling Areas | Ss_25_15_05_35 : Handrail Systems | Pr_20_31_02 : Adhesives And Bonding Compounds | C4593 : Status of personnel promotion
|  |  | D17216 : Sewage pumping stations | Sp_30_10_60 : Opencast Mines | Ss_25_15_30 : Fixed Pedestrian Barrier System- | Pr_20_31_02_02 : Acrylic Anaerobic Adhesives | C4594 : Resource management
|  |  | D17219 : Other collection facilities | Sp_30_10_69 : Quarries | Ss_25_15_60 : Pedestrian Safety Barrier And Guarding Systems | Pr_20_31_02_03 : Acrylic And Methacrylate Adhesives | C4595 : Supervision
|  |  | D1722 : Sewage treatment facilities | Sp_30_10_85 : Surface Mining Areas | Ss_25_15_60_05 : Animal Grid Systems | Pr_20_31_02_04 : All-Purpose Pastes | C4596 : Employee appraisal
|  |  | D17221 : Package plant and other small scale plant | Sp_30_10_91 : Underground Mine Chambers | Ss_25_15_60_14 : Composite Post And Rail Barrier Systems | Pr_20_31_02_06 : Bio-Resin Adhesives | C4597 : Job evaluation
|  |  | D17222 : Preliminary treatment plant stormwater | Sp_30_10_92 : Underground Mine Hoist Control Rooms | Ss_25_15_60_16 : Concrete Post And Rail Barrier Systems | Pr_20_31_02_07 : Bitumen Bonding Compounds | C46 : Management of computing information technology
|  |  | D17223 : Primary settlement plant | Sp_30_10_93 : Underground Mine Shafts | Ss_25_15_60_37 : Hoop Barrier Systems | Pr_20_31_02_08 : Bitumen-Based Bonding Compounds | C461 : Computer management strategy
|  |  | D17224 : Secondary treatment plant | Sp_30_10_94 : Underground Mine Tunnels | Ss_25_15_60_50 : Metal Mesh Panel Barrier Systems | Pr_20_31_02_09 : Bitumen Rubber Emulsion Adhesives | C5 : Management of construction activities and project management
|  |  | D17225 : Tertiary treatment plant | Sp_30_20 : Agricultural Spaces | Ss_25_15_60_51 : Metal Mesh Panel Pedestrian Parapet Systems | Pr_20_31_02_11 : Casein Adhesives | C50 : General techniques and information
|  |  | D17226 : Sludge removal and treatment plant | Sp_30_20_11 : Cages | Ss_25_15_60_52 : Metal Modular Barrier Systems | Pr_20_31_02_12 : Cementitious Adhesives | C501 : Programming
|  |  | D17227 : Pumping systems and power units | Sp_30_20_12 : Cattle Byres | Ss_25_15_60_53 : Metal Post And Rail Barrier Systems | Pr_20_31_02_15 : Cold-Applied Bitumen Bonding Compounds | C502 : Critical path analysis
|  |  | D17228 : Control measuring and transport devices | Sp_30_20_18 : Crofts | Ss_25_15_60_54 : Metal Vertical Bar Barrier Systems | Pr_20_31_02_16 : Cementitious Bonding Compounds | C503 : Monitoring techniques
|  |  | D17229 : Other sewage treatment facilities | Sp_30_20_24 : Dungsteads | Ss_25_15_60_55 : Metal Vertical Bar Pedestrian Parapet Systems | Pr_20_31_02_18 : Cold Water Pastes | C504 : Methods of communication
|  |  | D1723 : Wet waste disposal facilities | Sp_30_20_25 : Farm Effluent Tanks | Ss_25_15_60_60 : Parapet Systems | Pr_20_31_02_21 : Damp-Proof Course Joint Sealer Adhesives | C505 : Risk analysis and management
|  |  | D17231 : Disposal into sea outfalls | Sp_30_20_26 : Farm Shops | Ss_25_15_60_65 : Post And Panel Barrier Systems | Pr_20_31_02_26 : Epoxy Resin-Based Adhesives | C506 : Health and safety plan
|  |  | D17232 : Disposal into inland waters | Sp_30_20_27 : Feed Stores | Ss_25_15_60_67 : Post And Wire Or Rope Barrier Systems | Pr_20_31_02_28 : Epoxy Resin-Based Bonding Compounds | C507 : Quality plans
|  |  | D17233 : Disposal into ground | Sp_30_20_28 : Fields | Ss_25_15_60_80 : Solid Panel Barrier Systems | Pr_20_31_02_33 : Gilding Size | C508 : Plans of work
|  |  | D17234 : Disposal onto the land | Sp_30_20_29 : Fish Cultivation Aquaria | Ss_25_15_60_82 : Solid Panel Pedestrian Parapet Systems | Pr_20_31_02_35 : Gypsum-Based Adhesives | C509 : Job manuals
|  |  | D17235 : Incineration of unwanted sludge | Sp_30_20_30 : Fisheries | Ss_25_15_60_95 : Wooden Post And Rail Barrier Systems | Pr_20_31_02_36 : Heavy Duty Pastes | C6 : Management of construction activities and project management
|  |  | D1729 : Other wet waste facilities | Sp_30_20_31 : Forests | Ss_25_15_70 : Queue Control Systems | Pr_20_31_02_37 : Hot-Applied Bitumen Bonding Compounds | C61 : Inception and procurement
|  |  | D173 : Refuse disposal facilities | Sp_30_20_34 : Glasshouse Spaces | Ss_25_15_85 : Sports Barrier Systems | Pr_20_31_02_38 : High-Performance Ready-Mixed Adhesives | C611 : Client and contractor relationship
|  |  | D1731 : Refuse collection and storage facilities | Sp_30_20_35 : Grain Hoppers | Ss_25_16 : Fixed Traffic And Protective Barrier Systems | Pr_20_31_02_52 : Modified Silane (MS) Polymer Adhesives | C6111 : Conventional lump sum contracting
|  |  | D1732 : Refuse treatment facilities | Sp_30_20_36 : Grain Stores | Ss_25_16_04 : Artificial Reef Systems | Pr_20_31_02_56 : Natural Rubber-Based And Latex Adhesives | C6112 : Design and build
|  |  | D1733 : Refuse tips and dumps and re-use facilities | Sp_30_20_39 : Hothouse Spaces | Ss_25_16_05 : Avalanche And Snow Barrier Systems | Pr_20_31_02_57 : Non Bitumen-Based Bonding Compounds | C6113 : Management contracting
|  |  | D1734 : Incinerators | Sp_30_20_47 : Livestock Ranges | Ss_25_16_10 : Breakwater Systems | Pr_20_31_02_59 : Overlap And Border Adhesives | C6114 : Construction management
|  |  | D1735 : Car barbecue plant | Sp_30_20_52 : Milking Parlours | Ss_25_16_15 : Coastal And River Revetment Systems | Pr_20_31_02_60 : Parchment Size | C612 : Briefing by client
|  |  | D1739 : Other refuse disposal facilities | Sp_30_20_55 : Mushroom Cultivation Spaces | Ss_25_16_21 : Debris Flow Barrier Systems | Pr_20_31_02_62 : Phenolic, Resorcinolic And Formaldehyde-Based Resin (PRF) Thermosetting Adhesives | C613 : Competition entries competitions
|  |  | D174 : Mineral waste disposal facilities | Sp_30_20_60 : Paddocks | Ss_25_16_30 : Fish Barrier Systems | Pr_20_31_02_63 : Polyurethane (PUR) Adhesives | C614 : Proposals
|  |  | D1741 : Slag heaps | Sp_30_20_62 : Pens | Ss_25_16_33 : Flood Barrier Systems | Pr_20_31_02_64 : Polyurethane (PUR)-based Resin Binders | C615 : Appointment of lead and other consultants
|  |  | D1742 : Nuclear fission waste products disposal facilities | Sp_30_20_64 : Plant Nurseries | Ss_25_16_35 : Groyne Systems | Pr_20_31_02_65 : Polyvinyl Acetate (PVAc) Adhesives | C6151 : Compulsory competitive tendering
|  |  | D175 : Reservoirs | Sp_30_20_65 : Plant Nursery Spaces | Ss_25_16_40 : Industrial Barrier Systems | Pr_20_31_02_66 : Polyvinyl Acetate (PVAc) Bonding Compounds | C62 : Feasibility
|  |  | D1751 : Natural reservoirs | Sp_30_20_66 : Poultry Batteries | Ss_25_16_45 : Jet Blast Barrier Systems | Pr_20_31_02_80 : Solvent-Based Synthetic Rubber Resin Adhesives | C621 : Appraisals
|  |  | D1752 : Impounding reservoirs | Sp_30_20_77 : Shearing Spaces | Ss_25_16_46 : Landslide Barrier Systems | Pr_20_31_02_81 : Solvent-Free Cellulose Adhesives | C622 : Surveys and structural implications of site
|  |  | D1753 : Service reservoirs | Sp_30_20_78 : Sheep Dips | Ss_25_16_70 : Rail Barrier Systems | Pr_20_31_02_82 : Solvent-Free Synthetic Rubber Resin Adhesives | C623 : Energy strategies
|  |  | D176 : Spillways energy dissipating works | Sp_30_20_80 : Slurry Tanks | Ss_25_16_73 : Road Barrier Systems | Pr_20_31_02_83 : Solvent Welding Cement | C624 : Community and tenant liaison
|  |  | D1761 : Bellmouth spillways | Sp_30_20_83 : Stables | Ss_25_16_75 : Rock Armour Systems | Pr_20_31_02_84 : Styrene Butadiene Rubber (SBR) Bonding Compounds | C63 : Outline proposals and programme preparation
|  |  | D1762 : Ski jump spillways | Sp_30_20_84 : Stalls | Ss_25_16_76 : Rockfall Barrier Systems | Pr_20_31_02_85 : Synthetic Bonding Compounds | C631 : Outline proposals
|  |  | D1763 : Siphon spillways | Sp_30_20_85 : Sties | Ss_25_16_80 : Sea Wall Systems | Pr_20_31_02_94 : Vermiculite-Based Adhesives | C6311 : Report and sketch plans
|  |  | D1764 : Side channel spillways | Sp_30_20_99 : Yards | Ss_25_16_85 : Traffic Barrier Systems | Pr_20_31_02_95 : Vinyl Adhesives | C6312 : Cost models and indicative costs
|  |  | D1765 : Auxiliary spillway | Sp_30_30 : Mineral Processing Spaces | Ss_25_16_90 : Water Barrier Systems | Pr_20_31_02_97 : Welding Paste And Solvents | C6313 : Energy targets
|  |  | D1766 : Fuse plug spillways | Sp_30_30_58 : Ore Processing Spaces | Ss_25_16_95 : Weir Systems | Pr_20_31_03 : Aggregates | C632 : Programme preparation
|  |  | D1767 : Bye channels | Sp_30_30_59 : Oil And Gas Processing Spaces | Ss_25_17 : Dam And Levee Structure Systems | Pr_20_31_03_04 : Armourstone Coarse Aggregates | C6321 : Development control plan
|  |  | D1769 : Other energy dissipating works | Sp_30_40 : Agricultural Processing Spaces | Ss_25_17_05 : Arch Dam Systems | Pr_20_31_03_05 : Barytes Aggregates | C6322 : Management control plan
|  |  | D177 : Weirs barrages | Sp_30_40_06 : Baking Rooms | Ss_25_17_10 : Buttress Dam Systems | Pr_20_31_03_06 : Base, Bed And Fill All-In Aggregates | C64 : Scheme design and costing
|  |  | D1771 : Spillweirs | Sp_30_40_07 : Bottling Rooms | Ss_25_17_25 : Embankment Dam And Levee Systems | Pr_20_31_03_07 : Base, Bed And Fill Coarse Aggregates | C641 : Completion of brief
|  |  | D1772 : Fixed crest weirs | Sp_30_40_09 : Brewing Rooms | Ss_25_17_33 : Gravity Arch Dam Systems | Pr_20_31_03_08 : Base, Bed And Fill Fine Aggregates | C6411 : Coordination of design development
|  |  | D1773 : Broad-crested weirs | Sp_30_40_10 : Butter-Making Rooms | Ss_25_17_35 : Gravity Dam Systems | Pr_20_31_03_09 : Blinding Coarse Aggregates | C642 : Full design of project
|  |  | D1774 : Thin-plate weirs | Sp_30_40_11 : Canning Rooms | Ss_25_20 : Wall Cladding Systems | Pr_20_31_03_10 : Blinding Fine Aggregates | C643 : Preliminary design
|  |  | D1775 : Full-width weirs | Sp_30_40_12 : Carcase Cold Rooms | Ss_25_20_15 : Concrete Panel Cladding Systems | Pr_20_31_03_11 : Bonded Surfacing Decorative Aggregates | C644 : Costing of design
|  |  | D1776 : Measuring weirs | Sp_30_40_13 : Carcase Processing Rooms | Ss_25_20_35 : Glass-Fibre Reinforced Concrete (GRC) Cladding Systems | Pr_20_31_03_13 : Coarse General Aggregates | C645 : Submission of proposals for all approvals
|  |  | D17761 : Crump weirs | Sp_30_40_18 : Cheese Maturation Rooms | Ss_25_20_35_35 : Grc Cladding Systems | Pr_20_31_03_14 : Concrete All-In Normal And Heavyweight Aggregates | C65 : Detail design and costing
|  |  | D1777 : Diversion weirs | Sp_30_40_22 : Distillery Spaces | Ss_25_20_40 : Glass-Fibre Reinforced Plastics (GRP) Cladding Systems | Pr_20_31_03_15 : Concrete And Mortar Coarse Lightweight Aggregates | C651 : Full design of every part and component
|  |  | D1778 : Barrages barriers | Sp_30_40_29 : Factory Shops | Ss_25_20_40_35 : Grp Cladding Systems | Pr_20_31_03_16 : Concrete And Mortar Fine Lightweight Aggregates | C652 : Working drawings including CAD
|  |  | D178 : Irrigation and land drainage facilities | Sp_30_40_30 : Fish Processing Rooms | Ss_25_20_50 : Metal Sheet Cladding Systems | Pr_20_31_03_17 : Concrete Coarse Normal And Heavyweight Aggregates | C653 : Completion of cost checking of designs final cost plan
|  |  | D1781 : Checks | Sp_30_40_31 : Fish Smoking Rooms | Ss_25_20_50_05 : Aluminium Sheet Cladding Systems | Pr_20_31_03_18 : Concrete Fine Normal And Heavyweight Aggregates | C66 : Production information
|  |  | D179 : Other public health facilities | Sp_30_40_32 : Fresh Fruit Packing Rooms | Ss_25_20_50_15 : Copper Sheet Cladding Systems | Pr_20_31_03_20 : Crushed Stone Aggregates | C661 : Production drawings
|  |  | D2 : Industrial facilities | Sp_30_40_33 : Fresh Vegetable Packing Rooms | Ss_25_20_50_45 : Lead Sheet Cladding Systems | Pr_20_31_03_25 : Expanded Clay Aggregates | C662 : Production schedules
|  |  | D26 : Agricultural facilities | Sp_30_40_44 : Juicing Rooms | Ss_25_20_50_50 : Lead-Wrapped Panel Cladding Systems | Pr_20_31_03_26 : Expanded Glass Aggregates | C663 : Production specifications
|  |  | D261 : Forestry facilities | Sp_30_40_46 : Leather Tanning Rooms | Ss_25_20_50_85 : Stainless Steel Sheet Cladding Systems | Pr_20_31_03_27 : Expanded Slag Aggregates | C67 : Bills of quantities
|  |  | D2611 : Shelter belt facilities | Sp_30_40_52 : Meat Smoking Rooms | Ss_25_20_50_95 : Zinc Sheet Cladding Systems | Pr_20_31_03_28 : Expanded Slate Aggregates | C671 : Bills of quantities
|  |  | D262 : Fishing facilities | Sp_30_40_53 : Micro-Brewing Rooms | Ss_25_20_52 : Metal Composite Panel Cladding Systems | Pr_20_31_03_30 : Fine General Aggregates | C672 : Tender documents
|  |  | D2621 : Fisheries | Sp_30_40_54 : Milk Processing Rooms | Ss_25_20_52_52 : Metal Composite Panel Cladding Systems | Pr_20_31_03_35 : Granular Cork Aggregates | C68 : Tender action
|  |  | D2622 : Fish farms | Sp_30_40_65 : Poultry Processing Rooms | Ss_25_20_52_55 : Metal Semi-Composite Panel Cladding Systems | Pr_20_31_03_42 : Iron Ore Aggregates | C681 : Drawing up list of tenderers
|  |  | D263 : Farming facilities | Sp_30_40_75 : Sawing Rooms | Ss_25_20_55 : Natural Stone Cladding Systems | Pr_20_31_03_44 : Jointing Fine Aggregates | C682 : Preliminary enquiries for invitation to tender
|  |  | D2631 : Farms | Sp_30_40_80 : Slaughter Rooms | Ss_25_20_55_55 : Natural Stone Cladding Systems | Pr_20_31_03_46 : Laying Course Fine Aggregates | C683 : Drawing up of shortlist and notification to tenderers
|  |  | D2632 : Crofts | Sp_30_40_88 : Threshing Rooms | Ss_25_20_60 : Panel And Sheet Cladding Systems | Pr_20_31_03_48 : Loose Surfacing Decorative Aggregates | C684 : Dispatch of tender documents
|  |  | D264 : Horticultural (market gardening) facilities | Sp_30_40_90 : Tobacco Drying Rooms | Ss_25_20_68 : Profiled Sheet Cladding Systems | Pr_20_31_03_51 : Mortar All-In Aggregates | C685 : Assessment of tenders and notification to tenderers
|  |  | D2641 : Nurseries | Sp_30_40_96 : Winery Spaces | Ss_25_20_68_30 : Fibre Cement Profiled Sheet Cladding Systems | Pr_20_31_03_52 : Mortar Coarse Aggregates | C686 : Examination of priced bills
|  |  | D2642 : Hothouses | Sp_30_40_98 : Wool Sorting Rooms | Ss_25_20_68_50 : Metal Profiled Sheet Cladding Systems | Pr_20_31_03_53 : Mortar Fine Aggregates | C687 : Negotiated reduction of tenders
|  |  | D2643 : Glasshouses greenhouses | Sp_30_50 : Manufacturing Spaces | Ss_25_20_68_65 : Plastics Profiled Sheet Cladding Systems | Pr_20_31_03_60 : Perlite Aggregates | C688 : Contractor appointed.
|  |  | D2644 : Agricultural produce facilities | Sp_30_50_06 : Batching Spaces | Ss_25_20_70 : Rainscreen Cladding Systems | Pr_20_31_03_62 : Permeable Laying Course Aggregates | C7 : Management of construction activities and project management
|  |  | D265 : Livestock facilities | Sp_30_50_08 : Brick Firing Kilns | Ss_25_20_70_25 : Drained And Back-Ventilated Rainscreen Cladding Systems | Pr_20_31_03_70 : Recycled Brick Aggregates | C71 : Construction preparation and project planning
|  |  | D2653 : For horses | Sp_30_50_11 : Ceramic Firing Ovens | Ss_25_20_70_65 : Pressure Equalized Rainscreen Cladding Systems | Pr_20_31_03_72 : Recycled Rubber Granules | C711 : Contract documents
|  |  | D26531 : Studs | Sp_30_50_27 : Electronics Clean Rooms | Ss_25_20_72 : Rigid Sheet Cladding Systems | Pr_20_31_03_77 : Scrap Iron Aggregates | C7111 : Compilation
|  |  | D2654 : For cattle | Sp_30_50_29 : Factory Shops | Ss_25_20_72_72 : Rigid Sheet Cladding Systems | Pr_20_31_03_85 : Surface Dressing Aggregates | C7112 : Novation
|  |  | D26541 : Cattle unit | Sp_30_50_30 : Finished Vehicle Storage Spaces | Ss_25_20_90 : Unit Cladding Systems | Pr_20_31_03_86 : Surface Treatment Fine Aggregates | C7113 : Checking
|  |  | D26542 : Cowshed | Sp_30_50_53 : Mixing Bins | Ss_25_20_90_13 : Clay Plain Tile Cladding Systems | Pr_20_31_03_94 : Vermiculite Aggregates | C7114 : Signature
|  |  | D26543 : Milking parlour | Sp_30_50_60 : Packaging Lines | Ss_25_20_90_15 : Concrete Plain Tile Cladding Systems | Pr_20_31_12 : Cements And Putties | C712 : Insurance
|  |  | D2655 : For sheep goats | Sp_30_50_62 : Pharmaceuticals Clean Rooms | Ss_25_20_90_30 : Fibre Cement Slate Cladding Systems | Pr_20_31_12_11 : Calcium Aluminate Cements | C713 : Site programme
|  |  | D26551 : Sheep dipping facilities | Sp_30_50_64 : Printing Spaces | Ss_25_20_90_50 : Metal Tile Cladding Systems | Pr_20_31_12_13 : Cement/Cement Replacement Materials | C7131 : Agreement of critical dates
|  |  | D2656 : For pigs | Sp_30_50_66 : Production Service And Repair Spaces | Ss_25_20_90_55 : Natural Slate Cladding Systems | Pr_20_31_12_39 : Hydraulic Limes | C7132 : Agree methods of progressing
|  |  | D2657 : For birds poultry | Sp_30_50_69 : Quality Control Spaces | Ss_25_20_90_95 : Wood Shingle Or Shake Cladding Systems | Pr_20_31_12_50 : Masonry Cements | C714 : Project meetings
|  |  | D26571 : Battery facilities | Sp_30_50_70 : Raw Materials Storage Silos | Ss_25_20_93 : Vertical Patent Glazing Systems | Pr_20_31_12_57 : Non-Hydraulic Lime Putties | C7141 : Arrangements for issuing instructions
|  |  | D26572 : Free-range facilities | Sp_30_50_71 : Raw Materials Storage Spaces | Ss_25_20_93_95 : Vertical Patent Glazing Systems | Pr_20_31_12_58 : Non-Hydraulic Limes | C7142 : Location frequency and other arrangements for site meetings
|  |  | D26573 : Barn facilities | Sp_30_50_72 : Raw Materials Storage Tanks | Ss_25_20_95 : Weatherboarding Systems | Pr_20_31_12_59 : Non-Sulfate-Resisting Portland Cements | C715 : Contractors pre-contract planning
|  |  | D2659 : For other animals | Sp_30_50_77 : Sheltered Workshops | Ss_25_20_95_95 : Weatherboarding Systems | Pr_20_31_12_86 : Sulfate-Resisting Portland Cements | C7151 : Programming
|  |  | D268 : Miscellaneous agricultural facilities | Sp_30_50_80 : Spray Booths | Ss_25_25 : Wall Lining Systems | Pr_20_31_14 : Concrete Admixtures And Additives | C7152 : Site layout
|  |  | D2681 : Agricultural storage | Sp_30_50_90 : Vehicle Finishing Spaces | Ss_25_25_05 : Acoustic Panel Systems | Pr_20_31_14_01 : Adherence Proofing Concrete Admixtures | C7153 : Liaison with engineers
|  |  | D26811 : Bulk storage with thrust resistant walls | Sp_30_50_91 : Waste Gas Storage Spaces | Ss_25_25_45 : Lining And Casing Systems | Pr_20_31_14_02 : Air Entraining And Plasticizing Concrete Admixtures | C716 : Tenant decanting
|  |  | D26812 : Storage with non-thrust resistant walls | Sp_30_50_92 : Waste Gas Treatment Spaces | Ss_25_25_45_25 : Duct And Wall Panel Lining Systems | Pr_20_31_14_03 : Air Entraining And Plasticizing Mortar And Screed Admixtures | C72 : Construction operations on site
|  |  | D26813 : Storage with little or no wall Dutch barns | Sp_30_50_93 : Waste Liquids Storage Spaces | Ss_25_25_45_33 : Gypsum Board Casing Systems | Pr_20_31_14_15 : Concrete Expanding Agents | C721 : Quality control
|  |  | D26814 : Controlled environment facilities | Sp_30_50_94 : Waste Liquids Treatment Spaces | Ss_25_25_45_35 : Gypsum Board Wall Lining Systems | Pr_20_31_14_16 : Concrete Foaming Agents | C7211 : Quality control and management
|  |  | D26815 : Manure storage facilities dungsteads farm effluent tanks slurry tanks | Sp_30_50_95 : Waste Solids Storage Spaces | Ss_25_25_45_50 : Metal Framed Wall Lining Systems | Pr_20_31_14_31 : Frostproofing Concrete Admixtures | C7212 : Site inspection by consultants
|  |  | D2682 : Fields for containing animals | Sp_30_50_96 : Waste Solids Treatment Spaces | Ss_25_25_45_70 : Rigid Sheet Wall Lining And Casing Systems | Pr_20_31_14_36 : Hardening Accelerating Concrete Admixtures | C7213 : Site inspection by clerk of works
|  |  | D2683 : Fields for growing crops | Sp_30_50_97 : Waste Water Treatment Spaces | Ss_25_25_45_88 : Timber Board Casing Systems | Pr_20_31_14_38 : High Range Water Reducing And Superplasticizing Concrete Admixtures | C7214 : Commissioning and testing
|  |  | D2684 : Yards | Sp_30_50_98 : Workbench Spaces | Ss_25_25_45_90 : Timber Board Wall Lining Systems | Pr_20_31_14_58 : Oil Proofing Concrete Admixtures | C722 : Time control
|  |  | D2685 : Stalls pens for animals | Sp_30_60 : Cleaning And Maintenance Spaces | Ss_25_25_55 : Natural Stone Lining Systems | Pr_20_31_14_64 : Polymer Admixtures | C7221 : Maintenance of programme
|  |  | D27 : Manufacturing facilities by type of industry | Sp_30_60_15 : Commercial Laundries | Ss_25_25_55_55 : Natural Stone Lining Systems | Pr_20_31_14_76 : Set-Accelerating Concrete Admixtures | C7222 : Claims for extension of time
|  |  | D272 : Construction industry | Sp_30_60_23 : Domestic Laundries | Ss_25_25_70 : Radiation Shielding Lining Systems | Pr_20_31_14_77 : Set-Accelerating, Water Reducing And Plasticizing Concrete Admixtures | C723 : Cost control
|  |  | D2721 : Builders yards | Sp_30_60_25 : Drying And Airing Rooms | Ss_25_25_75 : Rigid Sheet Fine Lining And Panelling Systems | Pr_20_31_14_78 : Set-Retarding Concrete, Mortar And Plaster Admixtures | C7231 : Procedures for cost control
|  |  | D2722 : Local authority maintenance depots | Sp_30_60_46 : Laundrettes | Ss_25_25_75_05 : Acoustic Panel Lining Systems | Pr_20_31_14_79 : Set-Retarding, High Range Water Reducing And Superplasticizing Concrete Admixtures | C724 : Recording
|  |  | D273 : Food drink tobacco industries | Sp_30_90 : Warehousing And Distribution Spaces | Ss_25_25_75_30 : Framed Wood Panel Lining Systems | Pr_20_31_14_80 : Set-Retarding, Water Reducing And Plasticizing Concrete Admixtures | C7241 : Site meetings
|  |  | D2731 : Abattoirs | Sp_30_90_10 : Builderâ€™s Yards | Ss_25_25_75_63 : Plastics Panel Lining Systems | Pr_20_31_14_84 : Sprayed Concrete Admixtures | C7242 : Daywork records
|  |  | D2732 : Dairies | Sp_30_90_29 : Factory Seconds Outlets | Ss_25_25_75_65 : Plastics Veneered Panel Lining Systems | Pr_20_31_14_96 : Waterproofing Concrete Admixtures | C7243 : Progress photographs
|  |  | D2733 : Breweries | Sp_30_90_48 : Loading Docks | Ss_25_25_75_85 : Specialist Faced Panel Lining Systems | Pr_20_31_14_97 : Water-Reducing And Plasticizing Concrete Admixtures | C7244 : Weather records
|  |  | D2734 : Bakeries | Sp_30_90_50 : Maintenance Depots | Ss_25_25_75_95 : Wood Veneered Panel Lining Systems | Pr_20_31_14_98 : Water-Retaining Concrete Admixtures | C73 : Completion
|  |  | D2735 : Canning and bottling | Sp_30_90_65 : Road Salt Stores | Ss_25_25_95 : Wall Sheathing Systems | Pr_20_31_15 : Concretes | C731 : Detailed pre-completion inspection by consultants contractor and sub-contractors
|  |  | D2736 : Tobacco | Sp_30_90_80 : Sorting And Distribution Spaces | Ss_25_25_95_28 : External Wall Sheathing Systems | Pr_20_31_15_12 : Cement-Bound Granular Mixtures | C732 : Hand-over to client
|  |  | D2739 : Other food drink and tobacco industries | Sp_30_90_96 : Warehouse Spaces | Ss_25_30 : Door And Window Systems | Pr_20_31_15_30 : Fine Bedding Concretes | C732 : Hand-over and practical completion
|  |  | D274 : Chemical and allied industries | Sp_30_95 : Storage Spaces | Ss_25_30_15 : Concrete Wall Glazing Systems | Pr_20_31_15_66 : Pre-Blended Concretes | C733 : Health and safety file and operation and maintenance manual and tenants handbook
|  |  | D275 : Engineering industries metal industries | Sp_30_95_04 : Attics | Ss_25_30_15_15 : Concrete Security Window Systems | Pr_20_31_15_72 : Roman Concretes | C734 : Miscellaneous hand-over and practical completion issues
|  |  | D2751 : Metals | Sp_30_95_12 : Cellars | Ss_25_30_20_16 : Collapsible Gate And Grille Doorset Systems | Pr_20_31_15_80 : Small-Area Repair Concretes | C7341 : Training of operating and maintenance staff
|  |  | D2752 : Mechanical engineering | Sp_30_95_14 : Cloak Rooms | Ss_25_30_20_29 : Flexible Doorset Systems | Pr_20_31_35 : Granules And Powders | C7342 : Tenant communications
|  |  | D2753 : Instrument engineering | Sp_30_95_15 : Cold Store Rooms | Ss_25_30_20_30 : Frame And Door Leaf Systems | Pr_20_31_35_11 : Carborundum | C735 : Certificate of practical completion
|  |  | D2754 : Electrical and electronic engineering | Sp_30_95_33 : Goods Delivery Bays | Ss_25_30_20_32 : Frameless Glass Door Systems | Pr_20_31_35_22 : Diatomaceous Earth | C736 : Defects
|  |  | D2755 : Shipbuilding and marine engineering | Sp_30_95_34 : Goods Stores | Ss_25_30_20_35 : Hatch Systems | Pr_20_31_35_30 : Fly Ash | C737 : Final inspection
|  |  | D2756 : Vehicles | Sp_30_95_35 : Goods Warehouses | Ss_25_30_20_37 : High Security Doorset Systems | Pr_20_31_35_35 : Ground Granulated Blast Furnace Slag | C738 : Certificate of making good defects
|  |  | D2759 : Other metal goods | Sp_30_95_36 : Hazardous Waste Storage Spaces | Ss_25_30_20_38 : High Speed Doorset Systems | Pr_20_31_35_37 : Gypsum | C739 : Final accounts and final certificate
|  |  | D276 : Textile and clothing industries | Sp_30_95_47 : Left Luggage Rooms | Ss_25_30_20_39 : Hinged Doorset Systems | Pr_20_31_35_47 : Limestone Fines | C8 : Management of construction activities and project management
|  |  | D2761 : Textiles | Sp_30_95_59 : Outdoor Storage Spaces | Ss_25_30_20_40 : Industrial Doorset Systems | Pr_20_31_35_50 : Marble Dust | C81 : Occupation and facilities management
|  |  | D2762 : Leather leather goods and fur | Sp_30_95_77 : Secure Store Rooms | Ss_25_30_20_45 : Loading Bay Doorset Systems | Pr_20_31_35_51 : Metakaolin | C811 : Property and premises strategy planning and management
|  |  | D2763 : Clothes and footwear | Sp_30_95_80 : Small Shed Spaces | Ss_25_30_20_46 : Louvre Doorset Systems | Pr_20_31_35_52 : Microsilica | C8111 : Performance analysis
|  |  | D277 : Clay and cement and timber industries | Sp_30_95_85 : Stock Rooms | Ss_25_30_20_62 : Pivot Doorset Systems | Pr_20_31_35_53 : Mineral Pigments | C8112 : Property and asset registers
|  |  | D2771 : Brick manufacturing | Sp_30_95_86 : Storerooms | Ss_25_30_20_70 : Revolving (automatic) Doorset Systems | Pr_20_31_35_56 : Natural Pozzolan | C812 : Space management
|  |  | D2772 : Pottery manufacturing | Sp_30_95_94 : Vaults | Ss_25_30_20_71 : Revolving (manual) Doorset Systems | Pr_20_31_35_62 : Plaster Of Paris | C8121 : Space planning
|  |  | D2773 : Glass manufacturing | Sp_30_95_96 : Waste Storage Spaces | Ss_25_30_20_73 : Roller Grille Doorset Systems | Pr_20_31_35_75 : Sawdust | C8122 : Space design
|  |  | D2774 : Cement manufacturing | Sp_35 : Medical, Health, Welfare And Sanitary Spaces | Ss_25_30_20_74 : Roller Shutter Doorset Systems | Pr_20_31_35_81 : Silica Fume | C8123 : Space standards
|  |  | D2775 : Timber manufacturing | Sp_35_10 : Medical Spaces | Ss_25_30_20_76 : Sectional Overhead Doorset Systems | Pr_20_31_35_82 : Sintered Pulverised Fuel Ash | C8124 : Accommodation layouts
|  |  | D2776 : Furniture manufacturing | Sp_35_10_01 : Accident And Emergency Waiting Rooms | Ss_25_30_20_77 : Sliding Doorset Systems | Pr_20_31_35_86 : Synthetic Foam Granules | C8125 : Mobile desking
|  |  | D2777 : Paper manufacturing | Sp_35_10_08 : Birthing Rooms | Ss_25_30_20_78 : Sliding Folding Doorset Systems | Pr_20_31_53 : Mortars And Grouts | C8126 : Home working and teleworking
|  |  | D2778 : Printing and publishing | Sp_35_10_10 : Burns Units | Ss_25_30_20_84 : Strip Curtain Doorset Systems | Pr_20_31_53_08 : Brick Slip Adhesive Mortars | C813 : Contract office services outsourcing of office services
|  |  | D279 : Other manufacturing production facilities by type of industry | Sp_35_10_12 : Childrenâ€™s Wards | Ss_25_30_20_93 : Up-And-Over Doorset Systems | Pr_20_31_53_12 : Cementitious And Reaction Resin Grouts | C814 : Premises services
|  |  | D28 : Manufacturing facilities by type of premises | Sp_35_10_15 : Consulting Rooms | Ss_25_30_95 : Window Systems | Pr_20_31_53_13 : Cementitious Grouts | C8141 : Catering
|  |  | D281 : Heavy industry facilities | Sp_35_10_18 : Ct And Other Scanning Rooms | Ss_25_30_95_11 : Casement Window Systems | Pr_20_31_53_14 : Cementitious Tanking Mortars | C8142 : Recreation
|  |  | D2811 : Works | Sp_35_10_22 : Dental Surgeries | Ss_25_30_95_29 : Fixed Window Systems | Pr_20_31_53_15 : Concrete Repair Mortars | C8143 : Nurseries
|  |  | D2812 : Mills | Sp_35_10_23 : Dissection Rooms | Ss_25_30_95_38 : Hopper Window Systems | Pr_20_31_53_18 : Crystallization Active Slurry Mortars | C8144 : CrŠches
|  |  | D282 : Factories | Sp_35_10_24 : Doctors Consulting Rooms | Ss_25_30_95_48 : Louvre Window Systems | Pr_20_31_53_26 : Epoxy Mortars | C8145 : Transport facilities
|  |  | D2821 : Advance factories and standard factories | Sp_35_10_30 : Field Surgeries | Ss_25_30_95_62 : Pivot Window Systems | Pr_20_31_53_27 : Epoxy Resin Grouts | C8146 : Communication services
|  |  | D2822 : Flatted factories | Sp_35_10_36 : Hearing Test Rooms | Ss_25_30_95_75 : Sash Window Systems | Pr_20_31_53_28 : Epoxy Resin-Modified Cementitious Slurries | C815 : Maintenance and operation
|  |  | D2823 : Industrial workshops | Sp_35_10_37 : Hospital Laundries | Ss_25_30_95_78 : Sliding Window Systems | Pr_20_31_53_30 : Fibre-Reinforced Polymer-Modified Cementitious Mortars | C8151 : Maintenance of external fabric of buildings or other structures
|  |  | D2824 : Purpose built factories | Sp_35_10_38 : Hospital Records Stores | Ss_25_30_95_88 : Tilt-And-Turn Window Systems | Pr_20_31_53_31 : Fire-Resisting Mortars | C8152 : Maintenance of internal fabric of buildings decorating
|  |  | D283 : Light industrial facilities business parks for light industry | Sp_35_10_42 : Intensive Care Wards | Ss_25_32 : Gate Access Systems | Pr_20_31_53_32 : General Purpose Cement:Sand Mortars | C8153 : Cleaning of interior of buildings
|  |  | D284 : Industrial warehouses storage facilities | Sp_35_10_43 : Isolation Units | Ss_25_32_03 : Automated Pedestrian Gate Systems | Pr_20_31_53_33 : Glass Block Jointing Mortars | C8154 : Operation and maintenance of building services
|  |  | D2841 : Advance warehouses and stores | Sp_35_10_50 : Maternity Wards | Ss_25_32_05 : Automated Traffic Gate Systems | Pr_20_31_53_34 : Glass Block Pointing Mortars | C8156 : Energy management
|  |  | D2842 : Purpose built warehouses and stores | Sp_35_10_57 : Nursing Clinics | Ss_25_32_35 : Gate Systems | Pr_20_31_53_36 : Hand Grouts | C8157 : Environmental strategies
|  |  | D285 : Industrial process facilities | Sp_35_10_58 : Occupational Therapy Rooms | Ss_25_32_35_05 : Animal Gate Systems | Pr_20_31_53_40 : Injection Grouts | C8158 : Life cycle costing
|  |  | D2851 : Assembly line facilities | Sp_35_10_59 : Operating Theatres | Ss_25_32_35_15 : Chicane Systems | Pr_20_31_53_41 : Injection Mortar Damp-Proof Courses | C8159 : Health and safety at work
|  |  | D2852 : Industrial work facilities | Sp_35_10_64 : Pharmaceutical Dispensaries | Ss_25_32_35_30 : Folding Gate Systems | Pr_20_31_53_42 : Injection Mortars | C816 : Emergency procedures
|  |  | D2853 : Production machine rooms | Sp_35_10_65 : Pharmacies | Ss_25_32_35_37 : Hinged Gate Systems | Pr_20_31_53_43 : Intumescent Mortars | C8161 : Policies
|  |  | D286 : Industrial repair facilities | Sp_35_10_66 : Physiotherapy Rooms | Ss_25_32_35_40 : In-Line Inhibitor Systems | Pr_20_31_53_52 : Metal Anchor And Fixings Grouts | C8162 : Disaster recovery strategies
|  |  | D287 : Distribution centres | Sp_35_10_68 : Prosthetics Rehabilitation Rooms | Ss_25_32_35_45 : Kissing Gate Systems | Pr_20_31_53_60 : Paving Jointing Mortars | C8163 : Fire strategies
|  |  | D289 : Other industrial facilities | Sp_35_10_70 : Radiography Rooms | Ss_25_32_35_80 : Sliding Gate Systems | Pr_20_31_53_61 : Paving Laying Course Mortars | C8164 : Security strategies
|  |  | D3 : Administrative commercial protective service facilities | Sp_35_10_71 : Radiotherapy Rooms | Ss_25_32_35_85 : Stile Systems | Pr_20_31_53_62 : Paving Unit Priming Slurry Mortars | C817 : Relocation management
|  |  | D31 : Official administrative facilities law courts | Sp_35_10_72 : Receptionist Areas | Ss_25_32_35_90 : Turnstile Systems | Pr_20_31_53_64 : Polyester Resin Grouts | C83 : Feedback
|  |  | D311 : International legislative and administrative facilities | Sp_35_10_73 : Recovery Wards | Ss_25_32_50 : Manual Traffic Gate Systems | Pr_20_31_53_65 : Polymer-Modified Cementitious Mortars | C831 : Analysis of job records
|  |  | D3111 : European parliament | Sp_35_10_74 : Rehabilitation Rooms | Ss_25_32_60 : Pedestrian Access Point Control Barrier Systems | Pr_20_31_53_66 : Polymer-Modified Cementitious Slurries | C832 : Inspection of building
|  |  | D3112 : UN | Sp_35_10_76 : Screening Laboratories | Ss_25_34 : Operable Pedestrian Barrier Systems | Pr_20_31_53_71 : Resin Grouts | C833 : Studies of building in use
|  |  | D312 : National legislative and administrative facilities | Sp_35_30 : Health Spaces | Ss_25_34_25 : External Automated Pedestrian Barrier Systems | Pr_20_31_53_76 : Self-Hardening Slurry Mixes | C84 : Refurbishment and recommissioning
|  |  | D3121 : Parliaments | Sp_35_30_08 : Blood Donation Rooms | Ss_25_34_30 : External Manual Pedestrian Barrier Systems | Pr_20_31_53_88 : Thin-Layer Mortars | C9 : Management of construction activities and project management
|  |  | D3122 : Capitols | Sp_35_30_22 : Dental Surgeries | Ss_25_34_40 : Internal Automated Pedestrian Barrier Systems | Pr_20_31_53_90 : Thixotropic Resin Grouts | C91 : Decommissioning
|  |  | D3123 : Ministries | Sp_35_30_23 : Doctors Consulting Rooms | Ss_25_34_43 : Internal Manual Pedestrian Barrier Systems | Pr_20_31_53_96 : Waterproof Mortars | C92 : Demolition etc.
|  |  | D314 : Regional and local legislative and administrative facilities | Sp_35_30_30 : First Aid Posts | Ss_25_34_45 : Immigration Control Systems | Pr_20_31_56 : Natural Resins | C921 : Dismantling
|  |  | D3141 : Regional county and district offices | Sp_35_30_37 : Health Waiting Rooms | Ss_25_34_60 : Operable Industrial Safety Barrier Systems | Pr_20_31_56_11 : Balsam Resins | C922 : Demolition
|  |  | D3142 : Civic centres | Sp_35_30_52 : Minor Operating Theatres | Ss_25_34_70 : Railway Platform Barriers | Pr_20_31_56_13 : Benzoin Resins | C923 : Disposal
|  |  | D3143 : County city and town halls | Sp_35_30_57 : Nursing Clinics | Ss_25_36 : Operable Traffic Barrier Systems | Pr_20_31_56_16 : Copol Resins | C93 : Redevelopment
|  |  | D3144 : Guildhalls | Sp_35_30_63 : Pharmaceutical Dispensaries | Ss_25_36_24 : Dry Dock Gate Systems | Pr_20_31_56_21 : Damar Resins | unknown
|  |  | D3145 : Mayors parlours | Sp_35_30_64 : Physiotherapy Rooms | Ss_25_36_26 : External Automated Traffic Barrier Systems:- | Pr_20_31_56_46 : Lacquer Resins
|  |  | D3146 : Governors residences | Sp_35_30_67 : Prosthetics Rehabilitation Rooms | Ss_25_36_28 : External Manual Traffic Barrier Systems | Pr_20_31_56_50 : Mastic Resins
|  |  | D315 : Local offices of government departments | Sp_35_30_71 : Receptionist Areas | Ss_25_36_30 : Flood/ Storm Surge Barrier Systems | Pr_20_31_56_77 : Shellac Resins
|  |  | D3151 : Taxation facilities and customs houses | Sp_35_30_72 : Records Stores | Ss_25_36_40 : Internal Automated Traffic Barrier Systems | Pr_20_31_56_91 : Turpentine Resins
|  |  | D3152 : Labour exchange facilities | Sp_35_30_76 : Screening Laboratories | Ss_25_36_42 : Internal Manual Traffic Barrier Systems | Pr_20_31_71 : Reinforcing Fibres
|  |  | D31521 : Job centres | Sp_35_30_78 : Sick Bays | Ss_25_36_50 : Marina/ Sea Gate Systems | Pr_20_31_71_11 : Carbon Steel Fibres
|  |  | D31522 : Employment exchanges | Sp_35_30_87 : Tattoo Parlours | Ss_25_36_56 : Operable Industrial Traffic Barrier Systems | Pr_20_31_71_32 : Glass Fibres
|  |  | D3153 : Benefit offices and Department of Social Security offices | Sp_35_50 : Welfare Spaces | Ss_25_36_58 : Operable Rail Barrier Systems | Pr_20_31_71_65 : Polymer Fibres
|  |  | D3154 : Local housing offices | Sp_35_50_15 : Convalescence Decks | Ss_25_36_60 : Operable Road Barrier Systems | Pr_20_31_71_85 : Stainless Steel Fibres
|  |  | D316 : Official representation facilities | Sp_35_50_16 : Convalescence Rooms | Ss_25_36_62 : Operable Water Barrier Systems | Pr_20_31_86 : Synthetic Resins
|  |  | D3161 : Palaces | Sp_35_50_17 : CrÃ¨Ches | Ss_25_36_64 : Operable-Bridge Barrier Systems | Pr_20_31_86_01 : Acetal Resins
|  |  | D3162 : Presidential residences | Sp_35_50_28 : Exercise Rooms | Ss_25_36_70 : Railway Crossing Systems | Pr_20_31_86_02 : Acrylic Resins
|  |  | D3163 : Embassies | Sp_35_50_36 : Homeless Dormitories | Ss_25_36_90 : Traffic Restraint Systems | Pr_20_31_86_03 : Acrylonitrile Butadiene Styrene (ABS) Resins
|  |  | D3164 : Consulates | Sp_35_50_37 : Homeless Refectories | Ss_25_36_90_10 : Bollard Systems | Pr_20_31_86_04 : Alkyd Resins
|  |  | D3165 : Legations | Sp_35_50_38 : Hospice Bedrooms | Ss_25_36_90_14 : Combined Metal And Concrete Vehicle Safety Parapet Systems | Pr_20_31_86_27 : Epoxy Resins
|  |  | D3166 : High commissions | Sp_35_50_55 : Needle Use Rooms | Ss_25_36_90_16 : Concrete Safety Barrier (CSB) System | Pr_20_31_86_28 : Ethylene Vinyl Acetate (EVA) Resins
|  |  | D3167 : Missions | Sp_35_50_56 : Nurseries | Ss_25_36_90_44 : Low-Speed Concrete Safety Parapet (PCONC) Systems | Pr_20_31_86_46 : Liquid Crystal Polymer Resins
|  |  | D317 : Law courts | Sp_35_50_57 : Nursing Home Bedrooms | Ss_25_36_90_46 : Low-Speed Masonry Safety Parapet (PMAS) Systems | Pr_20_31_86_48 : Long-Fibre Reinforced Plastics Resins
|  |  | D3171 : Civil courts | Sp_35_50_75 : Sanatoria Wards | Ss_25_36_90_48 : Low-Speed Metal Vehicle Safety Parapet Systems | Pr_20_31_86_51 : Melamine Formaldehyde (MF) Resins
|  |  | D31711 : County courts | Sp_35_50_80 : Soup Kitchens | Ss_25_36_90_50 : Metal Vehicle Safety Fence Systems | Pr_20_31_86_59 : Phenol Formaldehyde (PF) Resins
|  |  | D31712 : Magistrates courts | Sp_35_50_85 : Suicide-Watch Rooms | Ss_25_36_90_95 : Vehicle Safety Control Systems | Pr_20_31_86_60 : Polyamide (PA) Resins
|  |  | D3172 : Criminal courts and assizes | Sp_35_50_97 : Welfare Interview Rooms | Ss_25_36_90_97 : Wire Rope Safety Barrier Fence (WRSF) Systems | Pr_20_31_86_61 : Polycarbonate Resins
|  |  | D3173 : Court rooms | Sp_35_70 : Funerary Spaces | Ss_25_36_95 : Vehicle Access Point Control Systems | Pr_20_31_86_62 : Polyethylene (PE) Resins
|  |  | D319 : Other official administrative facilities | Sp_35_70_12 : Cemeteries | Ss_25_36_95_05 : Automated Heavy-Duty Gate Systems | Pr_20_31_86_63 : Polyethylene Terephthalate (PET) Resins
|  |  | D3192 : Ceremonial suites | Sp_35_70_13 : Chapels Of Rest | Ss_25_36_95_35 : Heavy Duty Sliding Beam Barrier Systems | Pr_20_31_86_64 : Polyphenylene Sulfide Resins
|  |  | D3193 : Robing rooms | Sp_35_70_15 : Columbaria | Ss_25_36_95_36 : Height Restrictor Systems | Pr_20_31_86_65 : Polypropylene Resins
|  |  | D3194 : Debating chambers | Sp_35_70_18 : Crematorium Oven Rooms | Ss_25_36_95_38 : Horizontal Swing Gate Systems | Pr_20_31_86_66 : Polystyrene (PS) Resins
|  |  | D32 : Office facilities | Sp_35_70_29 : Field Mortuaries | Ss_25_36_95_40 : Hydraulic Ramp Systems | Pr_20_31_86_67 : Polyurethane (PU) Resins
|  |  | D321 : Business parks consisting of office buildings | Sp_35_70_31 : Funeral Parlours | Ss_25_36_95_50 : Movable Bollard And Car Park Post Systems | Pr_20_31_86_68 : Polyvinylchloride (PVC) Resins
|  |  | D322 : Purpose built office facilities | Sp_35_70_32 : Funeral Vaults | Ss_25_36_95_70 : Rising Arm Barrier Systems | Pr_20_31_86_77 : Silicone Resins
|  |  | D323 : Office facilities built speculatively | Sp_35_70_33 : Gardens Of Remembrance | Ss_25_36_95_85 : Static Bollard Systems | Pr_20_31_86_88 : Thermoplastic Elastomer (TPE) Resins
|  |  | D324 : Open-plan office facilities landscaped office facilities brolanschaft | Sp_35_70_50 : Mausoleums | Ss_25_36_95_94 : Vehicle Flow Plate Systems | Pr_20_31_86_92 : Unsaturated Polyester (UP) Resins
|  |  | D325 : Traditional office facilities | Sp_35_70_54 : Morgues | Ss_25_36_95_96 : Vehicle Stop Systems | Pr_20_31_86_93 : Urea Formaldehyde (UF) Resins
|  |  | D327 : Art and design studios drawing offices | Sp_35_70_55 : Mortuaries | Ss_25_38 : Wall And Barrier Opening Hardware Systems | Pr_20_31_86_94 : Vinyl Ester Resins
|  |  | D329 : Other office facilities | Sp_35_70_78 : Shrines | Ss_25_38_20 : Door And Gate Hardware Systems | Pr_20_76 : Sectional Products
|  |  | D3291 : Typing and word processing pools | Sp_35_70_90 : Tombs | Ss_25_38_20_20 : Door Hardware Systems | Pr_20_76_03_02 : Aluminium Angles
|  |  | D3292 : Executives offices | Sp_35_80 : Sanitary Spaces | Ss_25_38_20_30 : Garage Door Hardware Systems | Pr_20_76_03_11 : Carbon Steel Angles
|  |  | D33 : Commercial facilities | Sp_35_80_01 : Accessible Changing Rooms | Ss_25_38_20_33 : Gate Hardware Systems | Pr_20_76_06 : Balusters And Newel Posts
|  |  | D334 : High street banks building societies | Sp_35_80_02 : Accessible Public Bathrooms | Ss_25_38_20_35 : Hatch Hardware Systems | Pr_20_76_06_03 : Aluminium Balusters And Newel Posts
|  |  | D3341 : With offices and accommodation | Sp_35_80_03 : Accessible Public Showers | Ss_25_38_20_70 : Relocatable Partition Hardware Systems | Pr_20_76_06_11 : Carbon Steel Balusters And Newel Posts
|  |  | D3342 : Without offices and accommodation | Sp_35_80_04 : Accessible Public Toilets | Ss_25_38_20_80 : Shutter Hardware Systems | Pr_20_76_06_12 : Cast Iron Balusters And Newel Posts
|  |  | D335 : Insurance facilities | Sp_35_80_06 : Baby Changing Rooms | Ss_25_38_95 : Window Hardware Systems | Pr_20_76_06_16 : Concrete Balusters And Newel Posts
|  |  | D3351 : Underwriting facilities | Sp_35_80_50 : Menâ€™s Changing Rooms | Ss_25_38_95_95 : Window Hardware Systems | Pr_20_76_06_36 : Hardwood Balusters And Newel Posts
|  |  | D337 : Investment facilities | Sp_35_80_51 : Menâ€™s Public Bathrooms | Ss_25_40 : External Wall Covering And Finish Systems | Pr_20_76_06_63 : Plastics Balusters And Newel Posts
|  |  | D3371 : Stock exchanges | Sp_35_80_52 : Menâ€™s Public Showers | Ss_25_40_25 : External Wall Tiling Systems | Pr_20_76_06_80 : Softwood Balusters And Newel Posts
|  |  | D3372 : Stockbroking facilities | Sp_35_80_53 : Menâ€™s Public Toilets (e.g. Toilet Pods) | Ss_25_40_25_25 : External Wall Tiling Systems | Pr_20_76_06_83 : Stainless Steel Balusters And Newel Posts
|  |  | D33721 : Dealers desks | Sp_35_80_59 : Open Shower Areas | Ss_25_40_50 : Metal Lathing And Anchored Mesh Reinforcement Systems | Pr_20_76_06_86 : Stone Balusters And Newel Posts
|  |  | D339 : Other commercial facilities | Sp_35_80_64 : Private Bathrooms (e.g. Bathroom Pods) | Ss_25_40_50_05 : Anchored Mesh Reinforcement Systems | Pr_20_76_08 : Bollards
|  |  | D3391 : Banking halls | Sp_35_80_65 : Private Showers | Ss_25_40_50_50 : Metal Lathing Casing Systems | Pr_20_76_08_01 : Aluminium Bollards
|  |  | D3392 : Safe deposits | Sp_35_80_66 : Private Toilets | Ss_25_40_50_51 : Metal Lathing On Framing Systems | Pr_20_76_08_03 : Aluminium Hinged Bollards
|  |  | D3393 : Tellers boxes | Sp_35_80_80 : Smoking Spaces | Ss_25_40_50_52 : Metal Lathing On Hangers, Bearers And Runners Systems | Pr_20_76_08_04 : Aluminium Rising Bollards
|  |  | D34 : Trading facilities shops | Sp_35_80_91 : Unisex Changing Rooms | Ss_25_40_50_53 : Metal Lathing On Solid Substrate Systems | Pr_20_76_08_05 : Aluminium Telescopic Bollards
|  |  | D341 : Wholesaling auction and market facilities etc. | Sp_35_80_92 : Unisex Public Bathrooms | Ss_25_40_70 : Render And Roughcast Coating Systems | Pr_20_76_08_11 : Carbon Steel Bollards
|  |  | D3411 : Wholesaling and factory retail facilities | Sp_35_80_93 : Unisex Public Showers | Ss_25_40_70_55 : Multicoat Render Systems | Pr_20_76_08_12 : Carbon Steel Hinged Bollards
|  |  | D3412 : Mail order and catalogue sales facilities | Sp_35_80_94 : Unisex Public Toilets | Ss_25_40_70_60 : One Coat Render Systems | Pr_20_76_08_13 : Carbon Steel Rising Bollards
|  |  | D3413 : Auction facilities | Sp_35_80_95 : Urinals | Ss_25_40_70_90 : Tiling And Mosaic Mortar Substrate Systems | Pr_20_76_08_14 : Carbon Steel Telescopic Bollards
|  |  | D3414 : Livestock markets | Sp_35_80_96 : Womenâ€™s Changing Rooms | Ss_25_40_72 : Rendered Insulation Systems | Pr_20_76_08_15 : Cast Iron Bollards
|  |  | D3415 : Markets (other than livestock) | Sp_35_80_97 : Womenâ€™s Public Bathrooms | Ss_25_40_82 : Sprayed External Monolithic Coating Systems | Pr_20_76_08_16 : Concrete Bollards
|  |  | D34151 : Open air markets | Sp_35_80_98 : Womenâ€™s Public Showers | Ss_25_40_82_82 : Sprayed External Monolithic Coating Systems | Pr_20_76_08_36 : Hardwood Bollards
|  |  | D34152 : Indoor markets | Sp_35_80_99 : Womenâ€™s Public Toilets | Ss_25_40_85 : Suspended Render Systems | Pr_20_76_08_60 : Plastics Bollards
|  |  | D3416 : Multiple trading markets | Sp_35_90 : Animal Medical, Health, Welfare, Funerary And Sanitary Spaces | Ss_25_45 : Internal Wall Covering And Finish Systems | Pr_20_76_08_62 : Plastics Hinged Bollards
|  |  | D3417 : Utilities service centres | Sp_35_90_02 : Animal Clinics | Ss_25_45_02 : Acoustic Covering Systems | Pr_20_76_08_64 : Plastics Rising Bollards
|  |  | D342 : Shopping centres malls and arcades | Sp_35_90_03 : Animal Clipping And Pedicuring Boutiques | Ss_25_45_25 : Drapery Systems | Pr_20_76_08_66 : Plastics Telescopic Bollards
|  |  | D343 : Department stores | Sp_35_90_04 : Animal Dispensaries | Ss_25_45_45 : Internal Wall Tiling Systems | Pr_20_76_08_80 : Softwood Bollards
|  |  | D344 : Supermarkets food superstores | Sp_35_90_05 : Animal Exercise Yards | Ss_25_45_45_40 : Internal Wall Tiling Systems | Pr_20_76_08_82 : Stainless Steel Bollards
|  |  | D3441 : Food superstores | Sp_35_90_06 : Animal Funerary Spaces | Ss_25_45_65 : Plaster Coating Systems | Pr_20_76_08_83 : Stainless Steel Hinged Bollards
|  |  | D3442 : Supermarkets | Sp_35_90_07 : Animal Operating Theatres | Ss_25_45_65_15 : Clay Plaster Systems | Pr_20_76_08_84 : Stainless Steel Rising Bollards
|  |  | D345 : High street shops | Sp_35_90_08 : Animal Quarantine Spaces | Ss_25_45_65_55 : Multicoat Plaster Systems | Pr_20_76_08_85 : Stainless Steel Telescopic Bollards
|  |  | D346 : Corner shops kiosks | Sp_35_90_09 : Animal Recovery Wards | Ss_25_45_65_58 : One Coat Plaster Systems | Pr_20_76_08_86 : Stone Bollards
|  |  | D347 : Retail facilities by type of goods sold | Sp_35_90_37 : Hippotherapy Pools | Ss_25_45_65_60 : Parge Coat Systems | Pr_20_76_51 : Metal Sections
|  |  | D3471 : Food shops | Sp_35_90_90 : Welfare Aquaria | Ss_25_45_65_90 : Tiling And Mosaic Mortar Substrate Systems | Pr_20_76_51_01 : Aluminium Cold Drawn Bars And Rods
|  |  | D3472 : Durable goods shops | Sp_35_90_92 : Welfare Aviaries | Ss_25_45_70 : Rolled Paper And Fabric Covering Systems | Pr_20_76_51_02 : Aluminium Curtain Wall Frame Sections
|  |  | D3473 : Pharmacies | Sp_35_90_93 : Welfare Cages | Ss_25_45_70_70 : Rolled Covering Systems | Pr_20_76_51_03 : Aluminium Extruded Bars And Rods
|  |  | D3474 : Florists | Sp_35_90_95 : Welfare Kennels | Ss_25_45_85 : Sprayed Internal Monolithic Coating Systems | Pr_20_76_51_04 : Aluminium Extruded Precision Profiles
|  |  | D3475 : Service shops | Sp_35_90_97 : Welfare Stables | Ss_25_45_85_85 : Sprayed Internal Monolithic Coating Systems | Pr_20_76_51_05 : Aluminium Extruded Profiles
|  |  | D3476 : Craft workshops and shops | Sp_35_90_98 : Welfare Stalls | Ss_25_45_88 : Terrazzo Wall Tiling Systems | Pr_20_76_51_06 : Aluminium Mullions And Transoms
|  |  | D3477 : DIY hardware shops | Sp_35_90_99 : Welfare Sties | Ss_25_45_88_88 : Terrazzo Wall Tiling Systems | Pr_20_76_51_07 : Aluminium Patent Glazing Bars
|  |  | D3479 : Other shops | Sp_40 : Recreational Spaces | Ss_25_45_90 : Unit Facing Systems | Pr_20_76_51_09 : Brass Sections
|  |  | D348 : Dealers merchants | Sp_40_05 : Amusement Spaces | Ss_25_45_95 : Wall Damp-Proofing Systems | Pr_20_76_51_10 : Bronze Sections
|  |  | D3481 : Coal merchants | Sp_40_05_01 : Adventure Playgrounds | Ss_25_45_95_10 : Cementitious Mortar Internal Wall Damp-Proofing Slurry Systems | Pr_20_76_51_11 : Carbon Steel Bars
|  |  | D3482 : Builders merchants | Sp_40_05_03 : Amusement Arcades | Ss_25_45_95_15 : Cold-Applied Liquid Wall Damp-Proofing Systems | Pr_20_76_51_12 : Carbon Steel Channels
|  |  | D3483 : Plumbers merchants | Sp_40_05_08 : Bookmakerâ€™s Halls | Ss_25_45_95_65 : Plastics Studded Membrane Wall Damp-Proofing Systems | Pr_20_76_51_13 : Carbon Steel Curtain Wall Frame Sections
|  |  | D349 : Other trading facilities | Sp_40_05_11 : Camping Sites | Ss_25_45_95_75 : Site Batched And Mixed Cementitious Render Wall Damp-Roofing Systems | Pr_20_76_51_14 : Carbon Steel Curved Sections
|  |  | D3491 : Shops with office domestic accommodation | Sp_40_05_12 : Caravan Sites | Ss_25_50 : Wall-Mounted Canopy And Screen Systems | Pr_20_76_51_15 : Carbon Steel Hollow Sections
|  |  | D3492 : Shop showrooms | Sp_40_05_13 : Casino Floors | Ss_25_50_05 : Awning Systems | Pr_20_76_51_16 : Carbon Steel Mullions And Transoms
|  |  | D3493 : Booking halls | Sp_40_05_23 : Dodgem Cars Arenas | Ss_25_50_35 : Grille Systems | Pr_20_76_51_17 : Carbon Steel Pales
|  |  | D3494 : Fitting rooms | Sp_40_05_42 : Indoor Rides | Ss_25_50_45 : Louvre And Shading Systems | Pr_20_76_51_18 : Carbon Steel Patent Glazing Bars
|  |  | D3495 : Stalls at markets | Sp_40_05_43 : Interpretation Spaces | Ss_25_50_45_10 : Canopy Systems | Pr_20_76_51_19 : Carbon Steel Tees
|  |  | D37 : Protective service facilities | Sp_40_05_58 : Observation Decks | Ss_25_50_45_30 : Facade-Aligned Brise Soleil Systems | Pr_20_76_51_20 : Cold-Formed Carbon Steel Sections
|  |  | D371 : Rescue and aid facilities | Sp_40_05_59 : Outdoor Activity Areas | Ss_25_50_45_45 : Louvre Screen Systems | Pr_20_76_51_21 : Cold-Formed Steel Strip Studs
|  |  | D3711 : Fire service facilities stations | Sp_40_05_60 : Outdoor Rides | Ss_25_50_45_60 : Panellized Louvre Screen Systems | Pr_20_76_51_73 : Resilient (acoustic) Bars
|  |  | D37111 : Fire training towers | Sp_40_05_62 : Permanent Fair Grounds | Ss_25_50_45_65 : Projecting Brise Soleil Systems | Pr_20_76_51_77 : Sheathed Carbon Steel Patent Glazing Bars
|  |  | D3712 : Ambulance facilities stations | Sp_40_05_63 : Play Spaces | Ss_25_50_75 : Screen Systems | Pr_20_76_51_83 : Stainless Steel Bars And Rods
|  |  | D3713 : Mountain rescue facilities | Sp_40_05_64 : Playgrounds | Ss_25_50_80 : Shutter Systems | Pr_20_76_51_84 : Stainless Steel Mullions And Transoms
|  |  | D3714 : Air rescue facilities | Sp_40_05_65 : Pleasure Gardens | Ss_25_60 : Wall And Barrier Accessory Systems | Pr_20_76_51_85 : Stainless Steel Pales
|  |  | D3715 : Air sea rescue facilities | Sp_40_05_67 : Public Gardens | Ss_25_60_10 : Cavity Wall Tie Renewal And Insertion Systems | Pr_20_76_51_98 : Wrought Iron Sections
|  |  | D374 : Police stations law enforcement facilities | Sp_40_05_68 : Public Parks | Ss_25_60_20 : Damp-Proof Course Renewal And Insertion Systems | Pr_20_76_52 : Metal Tubes And Hollow Sections
|  |  | D375 : Military facilities | Sp_40_05_88 : Temporary Fair Grounds | Ss_25_60_20_15 : Chemical Injection Damp Proof Course Systems | Pr_20_76_52_01 : Aluminium Cold Drawn Tubes
|  |  | D3751 : Air force facilities | Sp_40_05_89 : Theme Parks | Ss_25_60_20_65 : Physical Insertion Damp Proof Course Systems | Pr_20_76_52_03 : Aluminium Extruded Tubes
|  |  | D3752 : Navy facilities | Sp_40_05_90 : Tourist Information Offices | Ss_25_60_30 : Fire Stopping Systems | Pr_20_76_52_16 : Carbon Steel Hot-Finished Hollow Sections
|  |  | D3753 : Army facilities general armed forces facilities | Sp_40_05_99 : Zen Gardens | Ss_25_60_30_40 : Individual Services Penetrations Fire Stopping Systems | Pr_20_76_52_19 : Carbon Steel Seamless Tubes
|  |  | D37531 : Territorial army centres | Sp_40_20 : Dining Spaces | Ss_25_60_30_45 : Linear Gap Fire Stopping Systems | Pr_20_76_52_20 : Carbon Steel Welded Tubes
|  |  | D3754 : Civil defence facilities | Sp_40_20_05 : Banqueting Rooms | Ss_25_60_30_48 : Loose Fire Stopping Systems | Pr_20_76_52_85 : Stainless Steel Seamless Circular Tubes
|  |  | D3755 : Camps depots bases ranges missile sites early warning stations | Sp_40_20_06 : Bars | Ss_25_60_30_55 : Multiple Services Penetrations Fire Stopping Systems | Pr_20_76_52_86 : Stainless Steel Welded Circular Tubes
|  |  | D3756 : Blockhouses city walls | Sp_40_20_07 : Beer Cellars | Ss_25_60_30_62 : Pipe Collar Fire Stopping Systems | Pr_20_76_63 : Plastics Sections
|  |  | D3757 : Air raid shelters fall out shelters | Sp_40_20_08 : Beer Gardens | Ss_25_60_35 : Glazing Systems | Pr_20_76_63_16 : Plastics Columns
|  |  | D3759 : Other military facilities | Sp_40_20_09 : Beverage Stations | Ss_25_60_35_06 : Bead-Fixed Insulating Glazing Systems | Pr_20_76_63_20 : Plastics Curtain Wall Frame Sections
|  |  | D376 : Detention secure facilities prisons | Sp_40_20_10 : Buffet Bars | Ss_25_60_35_08 : Bead-Fixed Single Glazing Systems | Pr_20_76_63_55 : Plastics Mullions And Transoms
|  |  | D3761 : Open prisons | Sp_40_20_11 : Canteens | Ss_25_60_35_30 : Fire-Resistant Glazing Systems | Pr_20_76_63_60 : Plastics Palisades
|  |  | D3762 : Closed prisons | Sp_40_20_14 : Cocktail Lounges | Ss_25_60_35_33 : Glazing Film Systems | Pr_20_76_63_91 : Plastics Tubes
|  |  | D37621 : Semi-secure prisons | Sp_40_20_15 : Cold Rooms | Ss_25_60_35_35 : Groove-Fixed Single Glazing Systems | Pr_20_76_64 : Posts And Post Accessories
|  |  | D37622 : Secure prisons | Sp_40_20_16 : Cook/ Chill Spaces | Ss_25_60_35_40 : Internal Use Bead And Tape, Groove Or Channel Glazing Systems | Pr_20_76_64_02 : Adjustable Post Bases
|  |  | D3763 : Maximum security prisons | Sp_40_20_19 : Customer Queuing Spaces | Ss_25_60_35_50 : Mirror Glazing Systems | Pr_20_76_64_04 : Aluminium Posts
|  |  | D3764 : Remand centres bail hostels | Sp_40_20_20 : Customer Waiting Areas | Ss_25_60_35_65 : Putty-Fronted Single Glazing Systems | Pr_20_76_64_05 : Aluminium Post Tops
|  |  | D3765 : Young offenders institutions borstals | Sp_40_20_27 : Enclosed Dining Areas | Ss_25_60_35_75 : Single-Sided Gasket Glazing Systems | Pr_20_76_64_11 : Carbon Steel Electric Security Fencing Posts
|  |  | D3766 : Assessment centres | Sp_40_20_28 : Food Courts | Ss_25_60_35_85 : Structural Zipper Gasket Glazing Systems | Pr_20_76_64_12 : Carbon Steel Post Extension Arms
|  |  | D3767 : Cells | Sp_40_20_32 : Footpath Dining Areas | Ss_25_60_35_95 : U-Profiled Glazing Systems | Pr_20_76_64_13 : Carbon Steel Post Tops
|  |  | D3769 : Other detention facilities | Sp_40_20_33 : Function Rooms | Ss_25_60_50 : Metal Sheet Wall Flashing And Weathering Systems | Pr_20_76_64_14 : Carbon Steel Posts
|  |  | D379 : Other protective service facilities | Sp_40_20_45 : Kitchens | Ss_25_60_50_03 : Aluminium Flashing Systems | Pr_20_76_64_15 : Carbon Steel Wind Posts
|  |  | D4 : Medical health welfare facilities | Sp_40_20_46 : Larders | Ss_25_60_50_05 : Aluminium Sheet Weathering Systems | Pr_20_76_64_16 : Cast Iron Post Tops
|  |  | D41 : Medical facilities (hospitals) | Sp_40_20_52 : Messes | Ss_25_60_50_15 : Copper Sheet Weathering Systems | Pr_20_76_64_17 : Cast Iron Posts
|  |  | D411 : Tertiary teaching hospitals | Sp_40_20_58 : Open-Plan Dining Areas | Ss_25_60_50_45 : Lead Cladding Flashing Systems | Pr_20_76_64_18 : Concrete Post Extension Arms
|  |  | D412 : District general hospitals | Sp_40_20_59 : Outdoor Dining Areas | Ss_25_60_50_47 : Lead Damp-Proof Course Systems | Pr_20_76_64_19 : Concrete Post Tops
|  |  | D413 : Other types of hospitals units connected with hospitals | Sp_40_20_60 : Pantries | Ss_25_60_50_49 : Lead Sheet Weathering Systems | Pr_20_76_64_20 : Concrete Posts
|  |  | D4131 : Small local hospitals cottage hospitals | Sp_40_20_72 : Refectories | Ss_25_60_50_85 : Stainless Steel Sheet Weathering Systems | Pr_20_76_64_36 : Hardwood Hand Posts
|  |  | D4132 : Private hospital facilities hospitals | Sp_40_20_75 : Salad Bars | Ss_25_60_50_95 : Zinc Sheet Weathering Systems | Pr_20_76_64_37 : Hardwood Post Tops
|  |  | D4133 : Day hospital facilities hospitals | Sp_40_20_77 : Serveries | Ss_25_95 : Temporary Wall And Barrier Systems | Pr_20_76_64_38 : Hardwood Posts
|  |  | D4134 : Field hospitals | Sp_40_20_87 : Tap Rooms | Ss_25_95_30 : Temporary Flood Barrier Systems | Pr_20_76_64_39 : Hardwood Spindles
|  |  | D4135 : Psychiatric hospitals psychiatric units | Sp_40_20_90 : Tray Return Spaces | Ss_25_95_60 : Temporary Pedestrian Barrier Systems | Pr_20_76_64_60 : Plastics Post Tops
|  |  | D4136 : Long stay hospitals long stay units | Sp_40_20_96 : Waste Food Handling Spaces | Ss_25_95_70 : Temporary Rail Barrier Systems | Pr_20_76_64_62 : Plastics Posts
|  |  | D4137 : Maternity gynaecological units | Sp_40_20_98 : Wine Cellars | Ss_25_95_75 : Temporary Road Barrier Systems | Pr_20_76_64_80 : Softwood Hand Posts
|  |  | D4138 : Childrens hospitals paediatric care facilities | Sp_40_35 : Historic Recreational Spaces | Ss_25_95_85 : Temporary Traffic Barrier Systems | Pr_20_76_64_81 : Softwood Post Tops
|  |  | D4139 : Other | Sp_40_35_04 : Anglo-Saxon Ruins | Ss_25_95_90 : Temporary Water Barrier Systems | Pr_20_76_64_82 : Softwood Posts
|  |  | D414 : Core hospital facilities | Sp_40_35_06 : Battle Sites | Ss_25_95_95 : Waterway Barrier And Floating Boom Systems | Pr_20_76_64_83 : Stainless Steel Post Tops
|  |  | D4141 : Wards and inpatients facilities | Sp_40_35_37 : Historic Earthworks | Ss_30 : Roof, Floor And Paving Systems | Pr_20_76_64_84 : Stainless Steel Posts
|  |  | D4142 : Outpatients facilities | Sp_40_35_41 : Indoor Historic Spaces | Ss_30_05 : Roof, Floor And Paving Substructure Systems | Pr_20_76_64_85 : Stainless Steel Wind Posts
|  |  | D4143 : Accident and emergency casualty | Sp_40_35_42 : Industrial Ruins | Ss_30_05_30 : Floor Damp-Proofing Systems | Pr_20_76_64_86 : Stand-Off Post Bases
|  |  | D4144 : Intensive care | Sp_40_35_51 : Medieval Ruins | Ss_30_05_30_10 : Cementitious Mortar Internal Floor Damp-Proofing Slurry Systems | Pr_20_76_88 : Timber Sections
|  |  | D4145 : Operating theatres surgery facilities | Sp_40_35_57 : Norman Ruins | Ss_30_05_30_15 : Cold-Applied Liquid Floor Damp-Proofing Systems | Pr_20_76_88_14 : Cleft Chestnut Pales
|  |  | D4146 : Diagnosis facilities and radiology (X-ray diagnosis radiotherapy) | Sp_40_35_66 : Prehistoric Ruins | Ss_30_05_30_30 : Fully-Bonded Bitumen Membrane Overslab Damp-Proofing Systems | Pr_20_76_88_31 : Hardwood Bearers
|  |  | D4147 : Rehabilitation and physical medicine (physiotherapy occupational therapy speech therapy etc.) | Sp_40_35_72 : Roman Ruins | Ss_30_05_30_35 : Fully-Bonded Bitumen Membrane Underslab Damp-Proofing Systems | Pr_20_76_88_32 : Hardwood Capping And Counter Fencing Rails
|  |  | D4148 : Central supply facilities | Sp_40_35_95 : Viking Ruins | Ss_30_05_30_40 : Hot-Applied Liquid Floor Damp-Proofing Systems | Pr_20_76_88_33 : Hardwood Fencing Battens
|  |  | D415 : Specialised hospital facilities by part of body | Sp_40_60 : Performing Arts Performance Spaces | Ss_30_05_30_45 : Loose-Laid Bitumen Membrane Overslab Damp-Proofing Systems | Pr_20_76_88_34 : Hardwood Fencing Rails
|  |  | D4151 : Ear nose and throat | Sp_40_60_06 : Bandstands | Ss_30_05_30_46 : Loose-Laid Bitumen Membrane Underslab Damp-Proofing Systems | Pr_20_76_88_35 : Hardwood Floating Floor Battens
|  |  | D4152 : Dental | Sp_40_60_11 : Cat Walks | Ss_30_05_30_48 : Loose-Laid Membrane Oversite Damp-Proofing Systems | Pr_20_76_88_36 : Hardwood Gravity Battens
|  |  | D4153 : Heart | Sp_40_60_13 : Circus Rings | Ss_30_05_30_50 : Loose-Laid Polyethylene Membrane Overslab Damp-Proofing Systems | Pr_20_76_88_37 : Hardwood Log Poles
|  |  | D4154 : Eye | Sp_40_60_21 : Dance Floors | Ss_30_05_30_51 : Loose-Laid Polyethylene Membrane Underslab Damp-Proofing Systems | Pr_20_76_88_38 : Hardwood Noggings
|  |  | D4155 : Feet and chiropody | Sp_40_60_30 : Film Studios | Ss_30_05_30_55 : Mastic Asphalt Floor Damp-Proofing Systems | Pr_20_76_88_40 : Hardwood Pales
|  |  | D4156 : Spinal Injuries neurological | Sp_40_60_31 : Fixed Stages | Ss_30_05_30_60 : Plastics Studded Membrane Floor Damp-Proofing Systems | Pr_20_76_88_41 : Hardwood Partition Studs
|  |  | D4157 : Orthopaedics | Sp_40_60_52 : Mobile Stages | Ss_30_05_30_65 : Pre-Applied Anchored Membrane Underslab Damp-Proofing System | Pr_20_76_88_42 : Hardwood Rafters
|  |  | D41591 : Genito-urinary | Sp_40_60_53 : Motion Picture Screen Spaces | Ss_30_05_30_75 : Self-Adhesive Bitumen Membrane Floor Damp-Proofing Systems | Pr_20_76_88_43 : Hardwood Roofing And Cladding Battens
|  |  | D41592 : Dermatology | Sp_40_60_55 : Music Recording Studios | Ss_30_10 : Pitched, Arched And Domed Roof Structure Systems | Pr_20_76_88_44 : Hardwood Sections
|  |  | D41593 : Renal | Sp_40_60_58 : Orchestra Pits | Ss_30_10_05 : Arched Tunnel Roof Support Systems | Pr_20_76_88_45 : Hardwood Walings
|  |  | D416 : Other specialised hospital facilities | Sp_40_60_59 : Outdoor Theatre Spaces | Ss_30_10_30 : Framed Roof Structure Systems | Pr_20_76_88_46 : Hardwood Weatherboarding Battens
|  |  | D4161 : Geriatric care facilities | Sp_40_60_62 : Performance Spaces | Ss_30_10_30_15 : Concrete Roof Framing Systems | Pr_20_76_88_48 : Laminated Strand Lumber (LSL) Sections
|  |  | D4162 : Burns units | Sp_40_60_80 : Sound Shells | Ss_30_10_30_20 : Glazed Unit Roof Framing Systems | Pr_20_76_88_49 : Laminated Veneer Lumber (LVL) Sections
|  |  | D4163 : Limb fitting centres | Sp_40_60_81 : Sound Stages | Ss_30_10_30_25 : Heavy Steel Roof Framing Systems | Pr_20_76_88_60 : Parallel Strand Lumber (PSL) Sections
|  |  | D4164 : Cancer care facilities cancer hospitals | Sp_40_60_88 : Temporary Stages | Ss_30_10_30_30 : Heavy Steel Roof Space Frame Systems | Pr_20_76_88_71 : Softwood Bearers
|  |  | D4165 : Care for AIDS patients | Sp_40_65 : Performing Arts Ancillary Spaces | Ss_30_10_30_35 : Heavy Steel Roof Space Truss Systems | Pr_20_76_88_72 : Softwood Capping And Counter Fencing Rails
|  |  | D4166 : Isolation units | Sp_40_65_02 : Amphitheatres | Ss_30_10_30_45 : Light Steel Roof Framing Systems | Pr_20_76_88_73 : Softwood Fencing Battens
|  |  | D417 : Auxiliary and service hospital facilities | Sp_40_65_04 : Audience Lobbies | Ss_30_10_30_70 : Reinforced Concrete Roof Framing Systems | Pr_20_76_88_74 : Softwood Fencing Rails
|  |  | D4171 : Pathology forensic facilities | Sp_40_65_05 : Auditoria | Ss_30_10_30_85 : Timber Roof Framing Systems | Pr_20_76_88_75 : Softwood Floating Floor Battens
|  |  | D4172 : Pharmaceutical manufacture pharmacy | Sp_40_65_06 : Backstage Spaces | Ss_30_10_35 : Free-Standing Canopy Systems | Pr_20_76_88_76 : Softwood Gravity Battens
|  |  | D419 : Other hospital facilities hospitals | Sp_40_65_08 : Box Seating Spaces | Ss_30_10_50 : Monolithic Roof Structure Systems | Pr_20_76_88_77 : Softwood Log Poles
|  |  | D4191 : Consulting rooms for hospitals | Sp_40_65_30 : Fly Towers | Ss_30_10_50_70 : Sprayed Concrete Roof Systems | Pr_20_76_88_78 : Softwood Noggings
|  |  | D42 : Primary health care facilities | Sp_40_65_31 : Foyers | Ss_30_10_60 : Panel Roof Structure Systems | Pr_20_76_88_79 : Softwood Pales
|  |  | D421 : Health centres | Sp_40_65_33 : Gallery Seating Spaces | Ss_30_10_90 : Unit Roof Structure Systems | Pr_20_76_88_80 : Softwood Partition Studs
|  |  | D4211 : Health centres with minor surgery and accident and emergency facilities day surgery health centres | Sp_40_65_35 : Green Rooms | Ss_30_10_90_50 : Masonry Roof Systems | Pr_20_76_88_81 : Softwood Rafters
|  |  | D4212 : Health centres without minor surgery and accident and emergency facilities | Sp_40_65_47 : Lighting Control Booths | Ss_30_12 : Flat Roof, Floor And Balcony Structure Systems | Pr_20_76_88_82 : Softwood Roofing And Cladding Battens
|  |  | D422 : Specialised clinics | Sp_40_65_55 : Music Recording Control Booths | Ss_30_12_05 : Beam And Block Floor Systems | Pr_20_76_88_83 : Softwood Sections
|  |  | D4221 : Maternity ante natal and child clinics | Sp_40_65_66 : Projection Booths | Ss_30_12_15 : Concrete Plank Floor Systems | Pr_20_76_88_85 : Softwood Walings
|  |  | D4222 : Geriatric clinics | Sp_40_65_72 : Rehearsal Rooms | Ss_30_12_20 : Deck Systems | Pr_20_76_88_86 : Softwood Weatherboarding Battens
|  |  | D4223 : Screening clinics | Sp_40_65_76 : Scenery Control Booths | Ss_30_12_30 : Flat Roof And Floor Cassette (SIP) Systems | Pr_20_76_88_88 : Timber Mullions And Transoms
|  |  | D4224 : Addiction treatment clinics | Sp_40_65_79 : Sound Control Booths | Ss_30_12_32 : Framed Decking Systems | Pr_20_85 : Support And Restraint Products
|  |  | D4225 : Artificial limb centres | Sp_40_65_80 : Sound Locks | Ss_30_12_33 : Framed Floor Systems | Pr_20_85_03 : Angles
|  |  | D423 : Premises for GP practices | Sp_40_65_84 : Stage Wings | Ss_30_12_34 : Framed Mezzanine Systems | Pr_20_85_03_50 : Masonry Supports
|  |  | D424 : Dental surgeries | Sp_40_65_85 : Stalls Seating Spaces | Ss_30_12_35 : Glass Unit Masonry Floor Systems | Pr_20_85_03_63 : Plain Angle Supports
|  |  | D425 : Sick bays | Sp_40_65_88 : Temporary Seating Areas | Ss_30_12_45 : Lift-Up Concrete Plank Floor Systems | Pr_20_85_03_84 : Stainless Steel Angles
|  |  | D426 : First aid posts | Sp_40_65_89 : Ticket Offices | Ss_30_12_50 : Masonry (flat Arch) Floor Systems | Pr_20_85_03_85 : Stainless Steel Cladding Angles
|  |  | D427 : Special centres | Sp_40_75 : Social Recreation Spaces | Ss_30_12_60 : Pier And Jetty Structure Systems | Pr_20_85_06 : Bands And Hoops
|  |  | D4271 : Blood donation and transfusion centres | Sp_40_75_14 : Club Rooms | Ss_30_12_65 : Plinth Systems | Pr_20_85_06_06 : Bandings
|  |  | D4272 : Health education centres | Sp_40_75_15 : Community Halls | Ss_30_12_65_60 : Plinth Systems | Pr_20_85_06_11 : Carbon Steel Hoops
|  |  | D428 : Parts of primary health care facilities | Sp_40_80 : Summer Olympic Sports Play Spaces (excl. Pool Sports) | Ss_30_12_70 : Propped Tunnel Roof Support Systems | Pr_20_85_06_85 : Stainless Steel Hoops
|  |  | D4281 : Consulting rooms (non-hospital) | Sp_40_80_01 : Archery Ranges | Ss_30_12_80 : Space Frame Systems | Pr_20_85_07 : Barrier Rails
|  |  | D429 : Other primary health care facilities | Sp_40_80_02 : Artistic Gymnastics Arenas | Ss_30_12_85 : Structural Deck Systems | Pr_20_85_07_02 : Aluminium Rails
|  |  | D44 : Welfare facilities homes | Sp_40_80_04 : Athletics Fields | Ss_30_12_85_15 : Composite Concrete Floor, Roof Deck Or Balcony Systems | Pr_20_85_07_03 : Aluminium Support Rails
|  |  | D441 : Day centres welfare consultation centres | Sp_40_80_05 : Athletics Tracks | Ss_30_12_85_16 : Composite Steel And Concrete Floor, Roof Deck Or Balcony Systems | Pr_20_85_07_04 : Aluminium Carrier Rails
|  |  | D4411 : CrŠches nurseries | Sp_40_80_06 : Badminton Courts | Ss_30_12_85_17 : Concrete Beam And Block Floor Or Roof Deck Systems | Pr_20_85_07_10 : Carbon Steel Carrier Rails
|  |  | D4412 : Counselling centres | Sp_40_80_07 : Basketball Courts | Ss_30_12_85_18 : Concrete Floor Or Roof Deck Systems | Pr_20_85_07_11 : Carbon Steel Fencing And Barrier Rails
|  |  | D4413 : Citizens advice bureaux | Sp_40_80_08 : Beach Volleyball Courts | Ss_30_12_85_30 : Glazed Unit Floor Or Roof Deck Systems | Pr_20_85_07_12 : Carbon Steel Fencing And Barrier Top Rails
|  |  | D4414 : Housing advice centres | Sp_40_80_09 : Bmx Cycling Tracks | Ss_30_12_85_40 : Heavy Steel Floor, Roof Or Balcony Deck Systems | Pr_20_85_07_13 : Carbon Steel Safety Barrier Open Box Beams
|  |  | D4419 : Other | Sp_40_80_10 : Boxing Rings | Ss_30_12_85_50 : Light Steel Floor, Roof Deck Or Balcony Framing Systems | Pr_20_85_07_14 : Carbon Steel Safety Barrier Rectangular Hollow Sections
|  |  | D442 : Residential institutions and homes | Sp_40_80_11 : Canoe Slalom Courses | Ss_30_12_85_70 : Reinforced Concrete Floor, Roof Deck Or Balcony Systems | Pr_20_85_07_15 : Carbon Steel Safety Barrier Tensioned Corrugated Beams
|  |  | D4421 : Nursing homes | Sp_40_80_12 : Canoe Sprint Courses | Ss_30_12_85_90 : Timber Floor, Roof Or Balcony Deck Systems | Pr_20_85_07_16 : Carbon Steel Safety Barrier Transitions And Connections
|  |  | D4422 : Hospices | Sp_40_80_26 : Equestrian Dressage Arenas | Ss_30_14 : Paving Systems | Pr_20_85_07_17 : Carbon Steel Safety Barrier Un-Tensioned Corrugated Beams
|  |  | D4423 : Convalescent homes | Sp_40_80_27 : Equestrian Eventing Arenas | Ss_30_14_05 : Asphalt Road And Paving Systems | Pr_20_85_07_18 : Carbon Steel Support Rails
|  |  | D4424 : Sanatoria | Sp_40_80_28 : Equestrian Jumping Courses | Ss_30_14_05_05 : Asphalt Concrete Light Duty Paving Systems | Pr_20_85_07_19 : Cast Iron Rails
|  |  | D4429 : Other | Sp_40_80_29 : Fencing Pistes | Ss_30_14_05_10 : Asphalt Concrete Paving Systems | Pr_20_85_07_20 : Concrete Rails
|  |  | D446 : By age of user | Sp_40_80_31 : Football Pitches | Ss_30_14_05_30 : Existing Pavement Surface Overlay Systems | Pr_20_85_07_36 : Hardwood Dowel Hanging Rails
|  |  | D4461 : Children | Sp_40_80_36 : Handball Courts | Ss_30_14_05_35 : Hot Rolled Asphalt Paving Systems | Pr_20_85_07_52 : Metal Hanging Rails
|  |  | D4462 : Elderly people | Sp_40_80_38 : Hockey Pitches | Ss_30_14_05_40 : Hot Rolled Asphalt Sports Paving Systems | Pr_20_85_07_63 : Plastics Rails
|  |  | D447 : By other characteristics of user | Sp_40_80_44 : Judo Competition Areas | Ss_30_14_05_50 : Mastic Asphalt Pedestrian Paving Systems | Pr_20_85_07_80 : Softwood Dowel Hanging Rails
|  |  | D4471 : Chronic invalids terminally ill people | Sp_40_80_53 : Mountain Biking Trails | Ss_30_14_05_65 : Porous Asphalt Concrete Paving Systems | Pr_20_85_07_83 : Stainless Steel Carrier Rails
|  |  | D4472 : Mentally ill | Sp_40_80_71 : Rhythmic Gymnastics | Ss_30_14_05_70 : Porous Asphalt Concrete Sports Paving Systems | Pr_20_85_07_84 : Stainless Steel Rails
|  |  | D4473 : Mentally handicapped | Sp_40_80_72 : Road Cycling Courses | Ss_30_14_05_75 : Stone Mastic Asphalt Paving Systems | Pr_20_85_07_85 : Stainless Steel Support Rails
|  |  | D4474 : Physically handicapped | Sp_40_80_73 : Rowing Courses | Ss_30_14_15 : Concrete Road And Paving Systems | Pr_20_85_07_97 : Wall-Mounted Furniture Support Rails
|  |  | D4475 : Addicts | Sp_40_80_75 : Sailing Courses | Ss_30_14_15_15 : Concrete Grass-Filled Paving Systems | Pr_20_85_08 : Beams And Joists
|  |  | D4476 : Homeless people | Sp_40_80_77 : Shooting Ranges | Ss_30_14_15_16 : Concrete Paving Systems | Pr_20_85_08_02 : Aluminium Structural Beams
|  |  | D4477 : Victims of abuse | Sp_40_80_87 : Table Tennis Spaces | Ss_30_14_15_17 : Concrete Porous Paving Systems | Pr_20_85_08_11 : Carbon Steel Beams
|  |  | D4478 : People with marriage problems | Sp_40_80_88 : Taekwondo Competition Areas | Ss_30_14_30 : Floating Paving Systems | Pr_20_85_08_12 : Castellated Carbon Steel Beams
|  |  | D4479 : People on probation | Sp_40_80_89 : Tennis Courts | Ss_30_14_35 : Granular And Resin-Bound Aggregate Paving Systems | Pr_20_85_08_15 : Concrete Beams
|  |  | D448 : Parts of welfare facilities | Sp_40_80_90 : Track Cycling Tracks | Ss_30_14_35_10 : Blinded Gravel Paving Systems | Pr_20_85_08_33 : Glued Laminated Hardwood Beams
|  |  | D4481 : Overnight accommodation | Sp_40_80_91 : Trampoline Gymnastics Spaces | Ss_30_14_35_15 : Cycle Paving Systems | Pr_20_85_08_34 : Glued Laminated Softwood Beams
|  |  | D4482 : Short stay accommodation | Sp_40_80_95 : Volleyball Courts | Ss_30_14_35_30 : Fibre-Reinforced Resin-Bound Chippings Overlay Systems | Pr_20_85_08_36 : Hardwood Beams
|  |  | D4483 : Long stay accommodation | Sp_40_80_97 : Weightlifting Spaces | Ss_30_14_35_33 : Fine Hoggin Paving Systems | Pr_20_85_08_63 : Plastics Beams
|  |  | D46 : Animal welfare facilities | Sp_40_80_98 : Wrestling Rings | Ss_30_14_35_40 : Hard Binding Gravel Paving Systems | Pr_20_85_08_65 : Post-Tensioned Concrete Beams
|  |  | D461 : Veterinary hospitals | Sp_40_81 : Winter Olympic Sports Play Spaces | Ss_30_14_35_45 : Loose Chippings Paving Systems | Pr_20_85_08_66 : Prestressed Concrete T-Beams
|  |  | D462 : Animal clinics dispensaries | Sp_40_81_02 : Alpine Skiing Courses | Ss_30_14_35_47 : Loose Gravel Overlay Systems | Pr_20_85_08_81 : Softwood Beams
|  |  | D463 : Animal clipping and pedicuring facilities | Sp_40_81_08 : Bobsled Courses | Ss_30_14_35_48 : Loose Gravel Paving Systems | Pr_20_85_08_83 : Stainless Steel Structural Beams
|  |  | D464 : Animal rearing and living facilities | Sp_40_81_19 : Cross-Country Skiing Courses | Ss_30_14_35_50 : Multi-Purpose Equestrian Paving Systems | Pr_20_85_08_84 : Structural Wood-Composite Box Beams
|  |  | D4641 : Fish | Sp_40_81_20 : Curling Rinks | Ss_30_14_35_70 : Resin-Bonded Chippings Paving Systems | Pr_20_85_08_85 : Structural Wood-Composite I-Beams
|  |  | D4642 : Cats dogs (kennels) | Sp_40_81_30 : Figure Skating Rinks | Ss_30_14_35_72 : Resin-Bound Aggregate Light Duty Paving Systems | Pr_20_85_08_86 : Structural Wood-Composite I-Joists
|  |  | D4643 : Horses (stables) | Sp_40_81_32 : Freestyle Skiing Courses | Ss_30_14_35_73 : Resin-Bound Chippings Overlay Systems | Pr_20_85_09 : Brackets
|  |  | D4644 : Cattle | Sp_40_81_40 : Ice Hockey Rinks | Ss_30_14_35_74 : Resin-Bound Chippings Vehicular Paving Systems | Pr_20_85_09_01 : Above-Ground Drainage Pipe Brackets
|  |  | D4645 : Sheep goats | Sp_40_81_49 : Luge Tracks | Ss_30_14_35_80 : Slurry Surfacing Overlay Systems | Pr_20_85_09_02 : Aluminium Brackets
|  |  | D4646 : Pigs | Sp_40_81_76 : Short Track Speed Skating Tracks | Ss_30_14_35_95 : Woodchip And Stone Trim Trail Paving Systems | Pr_20_85_09_03 : Aluminium Bronze Brackets
|  |  | D4647 : Birds poultry | Sp_40_81_77 : Skeleton Courses | Ss_30_14_35_98 : Woodchip And Woodfibre Surface Paving Systems | Pr_20_85_09_04 : Aluminium Column Luminaire Brackets
|  |  | D4649 : Other animal living and rearing facilities | Sp_40_81_78 : Ski Jumping Jumps | Ss_30_14_40 : Highway Paving Systems | Pr_20_85_09_05 : Aluminium Downpipe Brackets
|  |  | D465 : Quarantine facilities | Sp_40_81_79 : Ski Jumping Landing Areas | Ss_30_14_65 : Play Area Surfacing Systems | Pr_20_85_09_06 : Aluminium Luminaire Brackets
|  |  | D469 : Other animal welfare facilities | Sp_40_81_80 : Snowboarding Courses | Ss_30_14_65_10 : Bark Play Surfacing Systems | Pr_20_85_09_07 : Aluminium Rainwater Gutter Brackets
|  |  | D5 : Recreational facilities | Sp_40_81_83 : Speed Skating Courses | Ss_30_14_65_70 : Rubber Mat And Tile Play Surfacing Systems | Pr_20_85_09_09 : Bracketed Angle Supports
|  |  | D51 : Refreshment and culinary facilities | Sp_40_82 : Non-Olympic Indoor Sports Play Spaces | Ss_30_14_65_75 : Sand Play Surfacing Systems | Pr_20_85_09_11 : Carbon Steel Brackets
|  |  | D511 : Canteens refectories | Sp_40_82_01 : Aerobics Spaces | Ss_30_14_65_80 : Synthetic Grass Play Surfacing Systems | Pr_20_85_09_12 : Carbon Steel Cavity Barrier Brackets
|  |  | D512 : Restaurants caf‚s snack bars coffee bars tea shops | Sp_40_82_08 : Body Building Spaces | Ss_30_14_65_85 : Synthetic Play Surfacing Systems | Pr_20_85_09_13 : Carbon Steel Column Luminaire Brackets
|  |  | D513 : Fast food restaurants take-aways | Sp_40_82_12 : Circuit Training Courses | Ss_30_14_65_95 : Woodchip Play Surfacing Systems | Pr_20_85_09_14 : Carbon Steel Fencing Brackets
|  |  | D515 : Public houses etc. | Sp_40_82_14 : Climbing Wall Areas | Ss_30_14_75 : Runway Paving Systems | Pr_20_85_09_15 : Carbon Steel Luminaire Brackets
|  |  | D5151 : Public houses | Sp_40_82_21 : Darts Throwing Spaces | Ss_30_14_85 : Sports Paving Systems | Pr_20_85_09_16 : Cast Brass Glass Fixing Brackets
|  |  | D5152 : Bars | Sp_40_82_31 : Fives Courts | Ss_30_14_85_05 : Acrylic Coated Sports Paving Systems | Pr_20_85_09_17 : Cast Iron Downpipe Brackets
|  |  | D5153 : Taverns | Sp_40_82_50 : Martial Arts Spaces | Ss_30_14_85_25 : Dry Ski Slope Synthetic Matting Systems | Pr_20_85_09_18 : Cast Iron Rainwater Gutter Brackets
|  |  | D5154 : Cocktail lounges | Sp_40_82_56 : Netball Courts | Ss_30_14_85_30 : Fast-Dry Clay Sports Paving Systems | Pr_20_85_09_20 : Copper Brackets
|  |  | D5155 : Tap rooms | Sp_40_82_72 : Rope Climbing Areas | Ss_30_14_85_65 : Polymeric Sports Paving Systems | Pr_20_85_09_21 : Copper Downpipe Brackets
|  |  | D5156 : Beer gardens | Sp_40_82_78 : Skittles Courts | Ss_30_14_85_70 : Resin-Bound Stone Aggregate Sports Paving Systems | Pr_20_85_09_22 : Copper Rainwater Gutter Brackets
|  |  | D5157 : Function rooms | Sp_40_82_79 : Snooker Halls | Ss_30_14_85_75 : Sheet-Form Granular Rubber Sports Paving Systems | Pr_20_85_09_23 : Curtain Wall Adjustable Support Brackets
|  |  | D5159 : Other licensed premises | Sp_40_82_80 : Solaria | Ss_30_14_85_85 : Synthetic Grass Sports Paving Systems | Pr_20_85_09_24 : Downpipe Brackets
|  |  | D517 : Dining rooms | Sp_40_82_83 : Squash Courts | Ss_30_14_90 : Unit Paving Systems | Pr_20_85_09_26 : Eaves Gutter Brackets
|  |  | D518 : Food preparation storage facilities kitchens | Sp_40_82_86 : Sumo Rings | Ss_30_14_90_11 : Cellular Plastics Grass-Filled Paving Systems | Pr_20_85_09_28 : Extinguisher Mounting Brackets
|  |  | D5181 : Larders | Sp_40_82_90 : Ten Pin Bowling Lanes | Ss_30_14_90_12 : Cellular Plastics Gravel-Filled Paving Systems | Pr_20_85_09_30 : Fire Bucket Wall Brackets
|  |  | D5182 : Cook and chill facilities | Sp_40_82_97 : Weight Rooms | Ss_30_14_90_15 : Concrete Grass-Filled Paving Systems | Pr_20_85_09_42 : Individual Masonry Brackets
|  |  | D5183 : Waste food handling facilities | Sp_40_82_98 : Workout Stations | Ss_30_14_90_16 : Concrete Gravel-Filled Paving Systems | Pr_20_85_09_47 : Light Fitting Brackets
|  |  | D519 : Other refreshment facilities | Sp_40_83 : Non-Olympic Outdoor Sports Play Spaces | Ss_30_14_90_30 : Flag And Slab Bound Paving Systems | Pr_20_85_09_52 : Metal Timber Member Fixing Brackets
|  |  | D5191 : Banqueting rooms | Sp_40_83_06 : Baseball Pitches | Ss_30_14_90_32 : Flag And Slab Paving Overlay Systems | Pr_20_85_09_62 : Phosphor Bronze Brackets
|  |  | D5192 : Food courts | Sp_40_83_08 : Bowling Greens | Ss_30_14_90_34 : Flag And Slab Pedestal-Supported Paving Systems | Pr_20_85_09_70 : Rainwater Gutter Brackets
|  |  | D52 : Entertainment facilities | Sp_40_83_11 : Car Racing Tracks | Ss_30_14_90_36 : Flag And Slab Unbound (flexible) Paving Systems | Pr_20_85_09_72 : Roof Gutter Brackets
|  |  | D521 : Entertainment arenas | Sp_40_83_17 : Cricket Pitches | Ss_30_14_90_50 : Mosaic Paving Systems | Pr_20_85_09_76 : Sink Supports
|  |  | D522 : Dancing musical facilities | Sp_40_83_18 : Cross-Country Cycling Courses | Ss_30_14_90_60 : Permeable Flag And Slab Paving Systems | Pr_20_85_09_81 : Stainless Steel Brackets
|  |  | D5221 : Bandstands | Sp_40_83_19 : Cross-Country Rallying Courses | Ss_30_14_90_62 : Permeable Small Unit Paving Systems | Pr_20_85_09_82 : Stainless Steel Cavity Barrier Brackets
|  |  | D5222 : Dance halls | Sp_40_83_20 : Cross-Country Running Courses | Ss_30_14_90_75 : Small Unit Mortar-Bedded Paving Systems | Pr_20_85_09_84 : Stainless Steel Handrail Brackets
|  |  | D5223 : Ballrooms | Sp_40_83_23 : Dog Racing Tracks | Ss_30_14_90_80 : Small Unit Paving Overlay Systems | Pr_20_85_09_85 : Stainless Steel Column Luminaire Brackets
|  |  | D5224 : Discotheques and night clubs specialising in popular dance music | Sp_40_83_30 : Fishing Courses | Ss_30_14_90_85 : Small Unit Unbound (flexible) Paving Systems | Pr_20_85_09_86 : Stainless Steel Luminaire Brackets
|  |  | D5225 : Rock music venues | Sp_40_83_31 : Five-A-Side Football Pitches | Ss_30_16 : Static Bridge Deck Structure Systems | Pr_20_85_09_87 : Surveillance Camera Brackets
|  |  | D5228 : Dance floors | Sp_40_83_33 : Gliding Runways | Ss_30_20 : Flooring And Decking Systems | Pr_20_85_09_92 : Unplasticized Polyvinylchloride (PVC-U) Downpipe Brackets
|  |  | D5229 : Other musical dancing facilities | Sp_40_83_34 : Golf Bunkers | Ss_30_20_10 : Board Floor Systems | Pr_20_85_09_93 : Unplasticized Polyvinylchloride (PVC-U) Rainwater Gutter Brackets
|  |  | D524 : Drama operatic concert facilities | Sp_40_83_35 : Golf Driving Ranges | Ss_30_20_10_10 : Battened Timber Board Floating Floor Systems | Pr_20_85_09_96 : Wall-Hung Wc Support Brackets
|  |  | D5241 : Theatres | Sp_40_83_36 : Golf Fairways | Ss_30_20_10_15 : Battened Wood-Based Rigid Sheet Floating Floor Systems | Pr_20_85_09_98 : Wash Basin Support Brackets
|  |  | D5242 : Opera houses | Sp_40_83_37 : Golf Greens | Ss_30_20_10_45 : Joist-Supported Timber Board Floor Systems | Pr_20_85_10 : Bunds
|  |  | D5243 : Concert halls | Sp_40_83_38 : Hang Gliding Launch Spaces | Ss_30_20_10_50 : Joist-Supported Wood-Based Rigid Sheet Floor Systems | Pr_20_85_10_14 : Concrete Bund Units
|  |  | D525 : Leisure boxes family entertainment venues cinemas | Sp_40_83_39 : Horse Racing Tracks | Ss_30_20_10_95 : Wood-Based Rigid Sheet Floating Floor Systems | Pr_20_85_13 : Concrete Base And Foundation Products
|  |  | D5251 : Leisure boxes family entertainment venues | Sp_40_83_52 : Motor Boating Courses | Ss_30_20_22 : Demountable Athletics Floor Systems | Pr_20_85_13_29 : Concrete Fence Post Bases
|  |  | D5252 : Multiplex cinemas | Sp_40_83_53 : Motorcycle Racing Tracks | Ss_30_20_30 : External Deck And Boardwalk Systems | Pr_20_85_13_30 : Concrete Floating Slab Foundations
|  |  | D5253 : Other cinemas | Sp_40_83_55 : Multi-Sports Courts | Ss_30_20_30_10 : Boardwalk Systems | Pr_20_85_13_32 : Concrete Foundation Pads
|  |  | D526 : Circuses | Sp_40_83_60 : Parkour Courses | Ss_30_20_30_25 : Decking Systems | Pr_20_85_13_35 : Concrete Ground Beams
|  |  | D5261 : Circus rings | Sp_40_83_64 : Polo Fields | Ss_30_20_70 : Raised Access Floor Systems | Pr_20_85_13_63 : Concrete Plinth Units
|  |  | D527 : Entertainment production facilities | Sp_40_83_71 : Road Cycling Courses | Ss_30_20_70_70 : Raised Access Floor Systems | Pr_20_85_13_65 : Concrete Pocket Foundations
|  |  | D5271 : Film studios | Sp_40_83_72 : Road Racing Courses | Ss_30_20_90 : Wood And Composite Unit Flooring Systems | Pr_20_85_14 : Concrete Flooring And Decking Products
|  |  | D5272 : Music recording studios | Sp_40_83_73 : Road Running Courses | Ss_30_20_90_15 : Composition Block Flooring Systems | Pr_20_85_14_14 : Concrete Hollow Core Slabs
|  |  | D5273 : Television studios | Sp_40_83_74 : Rugby Pitches | Ss_30_20_90_50 : Mosaic Parquet Panel Flooring Systems | Pr_20_85_14_15 : Concrete Solid Slabs
|  |  | D5279 : Other entertainment production facilities | Sp_40_83_76 : Skateboarding Parks | Ss_30_20_90_95 : Wood Block Flooring Systems | Pr_20_85_16 : Columns And Column Accessories
|  |  | D529 : Other entertainment facilities | Sp_40_83_80 : Softball Pitches | Ss_30_20_95 : Wood Strip And Board Fine Flooring Systems | Pr_20_85_16_02 : Aluminium Structural Columns
|  |  | D5291 : Rehearsal practice facilities | Sp_40_83_84 : Street Luge Courses | Ss_30_20_95_10 : Battened Timber Board Floating Floor Systems | Pr_20_85_16_03 : Aluminium Column Shoes
|  |  | D5292 : Stages performance facilities | Sp_40_83_90 : Toboggan Runs | Ss_30_20_95_20 : Direct-Fixed Wood Floor Systems | Pr_20_85_16_11 : Carbon Steel Columns
|  |  | D5293 : Auditoria (audience facilities) | Sp_40_83_96 : Walking Trails | Ss_30_20_95_25 : Direct-Glued Wood Floor Systems | Pr_20_85_16_12 : Carbon Steel Column Shoes
|  |  | D5294 : Orchestra facilities pits | Sp_40_83_97 : Water Skiing Courses | Ss_30_20_95_95 : Wood Floating Floor Systems | Pr_20_85_16_15 : Concrete Columns
|  |  | D53 : Social recreation facilities | Sp_40_84 : Sports Ancillary Spaces | Ss_30_25 : Ceiling And Soffit Systems | Pr_20_85_16_36 : Hardwood Structural Columns
|  |  | D532 : Community centres | Sp_40_84_07 : Bleachers | Ss_30_25_10 : Board Ceiling Systems | Pr_20_85_16_81 : Softwood Structural Columns
|  |  | D5321 : Cultural centres | Sp_40_84_15 : Corporate Boxes | Ss_30_25_10_10 : Board Suspended Ceiling Systems | Pr_20_85_16_84 : Stainless Steel Structural Columns
|  |  | D5322 : Arts centres | Sp_40_84_25 : Dugouts | Ss_30_25_22 : Demountable Suspended Ceiling Systems | Pr_20_85_16_85 : Stainless Steel Column Shoes
|  |  | D5323 : Village halls general purpose community halls | Sp_40_84_65 : Press Boxes | Ss_30_25_22_30 : Fabric Membrane Ceiling Systems | Pr_20_85_16_96 : Wind Posts
|  |  | D534 : Clubs (non residential non-commercial) | Sp_40_84_77 : Ski Lift Ways | Ss_30_25_22_90 : Unit Suspended Ceiling Systems | Pr_20_85_28 : Erosion Control And Breakwater Products
|  |  | D5341 : Youth centres | Sp_40_84_82 : Spectator Seating Areas | Ss_30_30 : Roof Opening Systems | Pr_20_85_28_09 : Brushwood Fascines
|  |  | D5342 : Students unions | Sp_40_84_83 : Spectator Standing Areas | Ss_30_30_15 : Concrete Roof Glazing Systems | Pr_20_85_28_11 : Carbon Steel Wire Bastion Cages
|  |  | D536 : Residential clubs | Sp_40_84_88 : Technical Areas | Ss_30_30_15_15 : Concrete Roof Glazing Systems | Pr_20_85_28_12 : Carbon Steel Wire Mattress Cages
|  |  | D537 : Commercial clubs night clubs | Sp_40_84_89 : Temporary Seating Areas | Ss_30_30_15_16 : Concrete Lift-Out Access Roof Glazing Systems | Pr_20_85_28_13 : Carbon Steel Wire Trapion Cages
|  |  | D539 : Other social recreation facilities | Sp_40_84_94 : Vip Spectator Seating Areas | Ss_30_30_35 : Glass Unit Masonry Roof Light Systems | Pr_20_85_28_14 : Carbon Steel Wire Gabion Cages
|  |  | D54 : Swimming facilities | Sp_40_85 : Swimming Spaces | Ss_30_30_70 : Roof Hatch Systems | Pr_20_85_28_15 : Coir Erosion Mats
|  |  | D541 : Swimming facilities | Sp_40_85_22 : Diving Boards | Ss_30_30_72 : Roof Light And Smoke Ventilator Systems | Pr_20_85_28_16 : Concrete Tetrapods
|  |  | D542 : Leisure pool facilities | Sp_40_85_23 : Diving Pools (Olympic) | Ss_30_30_72_20 : Daylight Pipe Systems | Pr_20_85_28_27 : Erosion Control Logs
|  |  | D543 : Diving facilities | Sp_40_85_42 : Informal Swimming Pools | Ss_30_30_72_70 : Roof Light Systems | Pr_20_85_28_28 : Erosion Control Pallets
|  |  | D544 : Hydrotherapy facilities | Sp_40_85_65 : Pool Plant Rooms | Ss_30_30_72_75 : Roof Ventilator Systems | Pr_20_85_28_62 : Plastics Mattress Cages
|  |  | D545 : Lido facilities | Sp_40_85_71 : Recreational Pools | Ss_30_30_72_80 : Roof Window Systems | Pr_20_85_28_64 : Polypropylene (PP) Rock Rolls
|  |  | D546 : Pool itself | Sp_40_85_82 : Splash Pools | Ss_30_30_74 : Roof Light Systems | Pr_20_85_32 : Frames And Grids
|  |  | D5461 : 50 m competition swimming pools | Sp_40_85_83 : Olympics Swimming Pools | Ss_30_30_76 : Roof Vent Systems | Pr_20_85_32_01 : Access Cover Frames
|  |  | D5462 : Other competition and training swimming pools | Sp_40_85_86 : Synchronised Swimming Pools (Olympic) | Ss_30_32 : Floor Opening Systems | Pr_20_85_32_02 : Aluminium Frames
|  |  | D5463 : Diving pools | Sp_40_85_88 : Therapy Pools | Ss_30_32_15 : Concrete Floor Glazing Systems | Pr_20_85_32_03 : Aluminium Louvre Frames
|  |  | D5464 : Flexible pools | Sp_40_85_92 : Underwater Observation Rooms | Ss_30_32_15_15 : Concrete Floor Glazing Systems | Pr_20_85_32_04 : Aluminium Structural Sealant Glazing Sub-Frames
|  |  | D5465 : Leisure pools | Sp_40_85_93 : Wading Pools | Ss_30_32_15_16 : Concrete Lift-Out Access Floor Glazing Systems | Pr_20_85_32_11 : Carbon Steel Frames
|  |  | D5466 : Wave pools | Sp_40_85_94 : Water Flumes And Tubes | Ss_30_32_30 : Floor Hatch Systems | Pr_20_85_32_12 : Carbon Steel Louvre Frames
|  |  | D5467 : Whirlpools and spa pools | Sp_40_85_95 : Water Polo Pools (Olympic) | Ss_30_34 : Paving Opening Systems | Pr_20_85_32_13 : Carbon Steel Structural Sealant Glazing Sub-Frames
|  |  | D5469 : Other types of pool | Sp_40_85_96 : Water Slides | Ss_30_34_15 : Concrete Pavement Glazing Systems | Pr_20_85_32_14 : Carbon Steel Dry Lining Frames
|  |  | D54691 : Water polo pools | Sp_40_85_97 : Wave Pools | Ss_30_34_15_15 : Concrete Pavement Glazing Systems | Pr_20_85_32_22 : Demountable Suspended Ceiling Grids
|  |  | D54692 : Hydrotherapy pools | Sp_40_85_98 : Whirlpool/ Spa Pools | Ss_30_34_15_16 : Concrete Lift-Out Access Pavement Glazing Systems | Pr_20_85_32_30 : Floor Level Chute Support Frames
|  |  | D54693 : Splash pools | Sp_45 : Residential Spaces | Ss_30_34_16 : Concrete Pavement Smoke Venting Systems | Pr_20_85_32_36 : Hardwood Frames
|  |  | D547 : Slides flumes diving boards wave generation etc. | Sp_45_10 : Long-Term Residential Spaces | Ss_30_34_16_15 : Concrete Glazed Smoke Venting Systems | Pr_20_85_32_37 : Hardwood Louvre Frames
|  |  | D5471 : Slides | Sp_45_10_06 : Back Gardens | Ss_30_34_16_20 : Concrete Non-Glazed Smoke Venting Systems | Pr_20_85_32_38 : Hardwood Sub-Frames
|  |  | D5472 : Flumes and tubes | Sp_45_10_07 : Bathrooms | Ss_30_36 : Ceiling And Soffit Opening Systems | Pr_20_85_32_39 : Hardwood Window Sub-Frames
|  |  | D5473 : Run outs | Sp_45_10_08 : Bed/ Studies | Ss_30_36_10 : Ceiling Hatch Systems | Pr_20_85_32_66 : Protective Frames
|  |  | D5474 : River rides and tyre rides and tub rides | Sp_45_10_09 : Bedrooms | Ss_30_36_75 : Soffit Vent Systems | Pr_20_85_32_75 : Screening And Ventilation Louvre Support Frames
|  |  | D5475 : Diving boards | Sp_45_10_11 : Car Ports | Ss_30_40 : Roof And Balcony Covering And Finish Systems | Pr_20_85_32_79 : Softwood Frames
|  |  | D5476 : Wave generation plant | Sp_45_10_13 : Clothes Drying Spaces | Ss_30_40_10 : Board Roof Covering Systems | Pr_20_85_32_80 : Softwood Louvre Frames
|  |  | D549 : Other swimming pool and related facilities | Sp_45_10_15 : Conservatories | Ss_30_40_10_30 : Flat Board Roof Deck Systems | Pr_20_85_32_81 : Softwood Sub-Frames
|  |  | D56 : Sports facilities | Sp_45_10_22 : Dining Rooms | Ss_30_40_10_60 : Pitched Board Roof Sarking Systems | Pr_20_85_32_82 : Softwood Window Sub-Frames
|  |  | D561 : Stadia arenas complexes | Sp_45_10_30 : Front Gardens | Ss_30_40_30 : Flat Roof Covering Systems | Pr_20_85_32_83 : Solar Module Ballasted Mounting Frames
|  |  | D5611 : Stadia | Sp_45_10_33 : Garages | Ss_30_40_30_30 : Liquid-Applied Cold Roof Covering Systems | Pr_20_85_32_84 : Solar Module Free-Standing Mounting Frames
|  |  | D5612 : Sports arenas | Sp_45_10_44 : Kitchen/ Dining Rooms | Ss_30_40_30_35 : Liquid-Applied Inverted Roof Covering Systems | Pr_20_85_32_85 : Space Frames
|  |  | D5613 : Sports complexes | Sp_45_10_45 : Kitchens | Ss_30_40_30_40 : Liquid-Applied Warm Roof Covering Systems | Pr_20_85_32_86 : Stainless Steel Frames
|  |  | D562 : Leisure centres sports hall facilities | Sp_45_10_46 : Laundries | Ss_30_40_30_45 : Mastic Asphalt Cold Roof Covering Systems | Pr_20_85_32_87 : Stainless Steel Louvre Frames
|  |  | D5621 : Sports hall facilities | Sp_45_10_48 : Libraries | Ss_30_40_30_50 : Mastic Asphalt Inverted Roof Covering Systems | Pr_20_85_32_92 : Unplasticized Polyvinylchloride (PVC-U) Frames
|  |  | D5622 : Leisure centres | Sp_45_10_49 : Living Rooms | Ss_30_40_30_55 : Mastic Asphalt Warm Roof Covering Systems | Pr_20_85_32_93 : Unplasticized Polyvinylchloride (PVC-U) Sub-Frames
|  |  | D56221 : Leisure centres with a sports hall swimming pool and other sports facilities | Sp_45_10_75 : Safe Rooms | Ss_30_40_30_60 : Polymeric Sheet Cold Roof Covering Systems | Pr_20_85_32_94 : Unplasticized Polyvinylchloride (PVC-U) Window Sub-Frames
|  |  | D56222 : Leisure centres with a sports hall and other sports facilities | Sp_45_10_77 : Showers | Ss_30_40_30_65 : Polymeric Sheet Inverted Roof Covering Systems | Pr_20_85_46 : Lathings And Furrings
|  |  | D56223 : Leisure centres without a sports hall | Sp_45_10_85 : Store Rooms | Ss_30_40_30_70 : Polymeric Sheet Warm Roof Covering Systems | Pr_20_85_46_21 : Damp-Proof Lathings
|  |  | D563 : Sports grounds small-scale spectator sport facilities playing fields | Sp_45_10_87 : Studies | Ss_30_40_30_75 : Reinforced Bitumen Membrane Cold Roof Covering Systems | Pr_20_85_46_28 : Expanded Metal Lathings
|  |  | D564 : Spectator facilities for sports | Sp_45_10_90 : Toilets | Ss_30_40_30_80 : Reinforced Bitumen Membrane Inverted Roof Covering Systems | Pr_20_85_46_36 : Hardwood Furrings
|  |  | D5641 : Grandstands stands | Sp_45_10_93 : Utility Rooms | Ss_30_40_30_85 : Reinforced Bitumen Membrane Warm Roof Covering Systems | Pr_20_85_46_37 : Hardwood Lathings
|  |  | D5642 : Indoor seating | Sp_45_10_94 : Verandas | Ss_30_40_50 : Metal Sheet Roof And Dormer Covering Systems | Pr_20_85_46_52 : Metal Arch Form Lathings
|  |  | D5643 : Competitor seating and warm-up areas | Sp_45_10_96 : Walk-In Wardrobes | Ss_30_40_50_05 : Aluminium Sheet Dormer Covering Systems | Pr_20_85_46_53 : Metal Furrings
|  |  | D565 : Practice and training facilities | Sp_45_10_97 : Wine Cellars | Ss_30_40_50_10 : Aluminium Sheet Roof Covering Systems | Pr_20_85_47 : Legs, Pedestals And Stringers
|  |  | D567 : Sports facilities by type of sport | Sp_45_50 : Short-Term Residential Spaces | Ss_30_40_50_15 : Copper Sheet Dormer Covering Systems | Pr_20_85_47_01 : Access Floor Bridging Sections
|  |  | D5671 : Gymnastics health and fitness combat sports | Sp_45_50_15 : Communal Bars | Ss_30_40_50_20 : Copper Sheet Roof Covering Systems | Pr_20_85_47_02 : Access Floor Pedestals
|  |  | D56711 : Gymnastics acrobatics | Sp_45_50_16 : Communal Bathrooms | Ss_30_40_50_40 : Lead Sheet Dormer Covering Systems | Pr_20_85_47_03 : Access Floor Stringers
|  |  | D56712 : Health and fitness general | Sp_45_50_17 : Communal Dining Rooms | Ss_30_40_50_45 : Lead Sheet Roof Covering Systems | Pr_20_85_47_04 : Acoustic Batten Cradles
|  |  | D567121 : Body building and weight lifting | Sp_45_50_18 : Communal Living Rooms | Ss_30_40_50_50 : Lead-Wrapped Panel Systems | Pr_20_85_47_20 : Cubicle And Partition Legs
|  |  | D567122 : Aerobics | Sp_45_50_19 : Communal Studies/ Offices | Ss_30_40_50_75 : Stainless Steel Sheet Dormer Covering Systems | Pr_20_85_47_22 : Decking And Paving Pedestals
|  |  | D567123 : Solaria | Sp_45_50_20 : Concierge Offices | Ss_30_40_50_80 : Stainless Steel Sheet Roof Covering Systems | Pr_20_85_47_84 : Stair Stringers
|  |  | D56713 : Combat sports | Sp_45_50_23 : Dormitories | Ss_30_40_50_90 : Zinc Sheet Dormer Covering Systems | Pr_20_85_48 : Lintels
|  |  | D567131 : Boxing | Sp_45_50_24 : Drop-Off And Collection Areas | Ss_30_40_50_95 : Zinc Sheet Roof Covering Systems | Pr_20_85_48_02 : Aggregate Concrete Trough Lintels
|  |  | D567132 : Fencing | Sp_45_50_37 : Hotel Lobbies | Ss_30_40_55 : Metal Composite Panel Roof Covering Systems | Pr_20_85_48_11 : Carbon Steel Lintels
|  |  | D567133 : Wrestling | Sp_45_50_38 : Hotel Rooms | Ss_30_40_55_50 : Metal Composite Panel Roofing Systems | Pr_20_85_48_13 : Clay Block Trough Lintels
|  |  | D567134 : Martial arts | Sp_45_50_39 : Hotel Waiting Areas | Ss_30_40_55_55 : Metal Semi-Composite Panel Roofing Systems | Pr_20_85_48_15 : Concrete Lintels
|  |  | D567139 : Other combat sports | Sp_45_50_47 : Left Luggage Stores | Ss_30_40_65 : Profiled Sheet Roof Covering Systems | Pr_20_85_48_33 : Glass-Reinforced Concrete (GRC) Lintels
|  |  | D56714 : Climbing | Sp_45_50_62 : Private Bathrooms | Ss_30_40_65_30 : Fibre Cement Profiled Sheet Roof Covering Systems | Pr_20_85_48_36 : Hardwood Lintels
|  |  | D5672 : Racket sports | Sp_45_50_63 : Private Dining Rooms | Ss_30_40_65_50 : Metal Profiled Sheet Roof Covering Systems | Pr_20_85_48_43 : Inset Open Fireplace Throat-Forming Lintels And Corbel Units
|  |  | D56721 : Tennis | Sp_45_50_64 : Private Living Rooms | Ss_30_40_65_60 : Plastics Profiled Sheet Roof Covering Systems | Pr_20_85_48_67 : Prestressed Concrete Lintels
|  |  | D56722 : Badminton | Sp_45_50_65 : Private Studies/ Offices | Ss_30_40_80 : Sloping Patent Glazing Systems | Pr_20_85_48_80 : Softwood Lintels
|  |  | D56723 : Squash | Sp_45_50_67 : Public Bars | Ss_30_40_80_75 : Sloping Patent Glazing Systems | Pr_20_85_48_82 : Stainless Steel Lintels
|  |  | D56724 : Fives | Sp_45_50_68 : Public Dining Rooms | Ss_30_40_88 : Structural Glass Roofing Systems | Pr_20_85_48_83 : Stone Lintels
|  |  | D56725 : Table tennis | Sp_45_50_72 : Reception Areas | Ss_30_40_88_15 : Cantilevered Structural Glass Beam Canopy Systems | Pr_20_85_62 : Piles And Ancillary Products
|  |  | D56729 : Other racket sports | Sp_50 : Disposal Spaces | Ss_30_40_88_60 : Point-Fixed Structural Glass Canopy Systems | Pr_20_85_62_11 : Carbon Steel Bearing Piles
|  |  | D5673 : Team ball games | Sp_50_20 : Wet Waste Collection And Distribution Spaces | Ss_30_40_88_65 : Point-Fixed Structural Glass Roof Systems | Pr_20_85_62_12 : Carbon Steel Displacement Piles
|  |  | D56731 : Cricket | Sp_50_20_10 : Wet Waste Collection Spaces | Ss_30_40_88_70 : Point-Fixed Structural Glass Soffit Systems | Pr_20_85_62_13 : Carbon Steel Pile Casings
|  |  | D56732 : Soccer | Sp_50_20_50 : Wet Waste Distribution Easements | Ss_30_40_90 : Tensile Fabric Roofing Systems | Pr_20_85_62_14 : Carbon Steel Pile Shoes
|  |  | D567321 : Five-a-side soccer | Sp_50_40 : Dry Waste Collection And Distribution Spaces | Ss_30_40_90_40 : Internal Single Layer Tensile Fabric Roofing Systems | Pr_20_85_62_15 : Carbon Steel Sheet Piles
|  |  | D567322 : Eleven-a-side soccer | Sp_50_40_10 : Dry Waste Collection Spaces | Ss_30_40_90_50 : Multilayer Tensile Fabric Roofing Systems | Pr_20_85_62_24 : Concrete Cantilevered Knuckle Piles
|  |  | D56733 : Rugby | Sp_50_40_50 : Dry Waste Distribution Easements | Ss_30_40_90_75 : Single Layer Tensile Fabric Roofing Systems | Pr_20_85_62_16 : Concrete Displacement Piles
|  |  | D56734 : Hockey | Sp_50_60 : Wet Waste Storage, Treatment And Disposal Spaces | Ss_30_40_92 : Thatch Roof Covering Systems | Pr_20_85_62_17 : Concrete Jacked Piles
|  |  | D56735 : Basketball | Sp_50_60_10 : Wet Waste Storage Spaces | Ss_30_40_92_85 : Thatch Roofing Systems | Pr_20_85_62_18 : Concrete Driven Piles
|  |  | D56736 : Netball | Sp_50_60_40 : Wet Waste Treatment Spaces | Ss_30_40_95 : Unit Roofing Systems | Pr_20_85_62_19 : Concrete Pile Caps
|  |  | D56737 : Volleyball | Sp_50_60_70 : Wet Waste Disposal Spaces | Ss_30_40_95_10 : Bitumen Membrane Shingle Roofing Systems | Pr_20_85_62_20 : Concrete Plunge Column Piles
|  |  | D56739 : Other team ball games | Sp_50_80 : Dry Waste Storage, Treatment And Disposal Spaces | Ss_30_40_95_15 : Ceramic Slate Roofing Systems | Pr_20_85_62_21 : Concrete Raking Piles
|  |  | D5674 : Athletics racing sports | Sp_50_80_10 : Dry Waste Storage Spaces | Ss_30_40_95_30 : Fibre Cement Slate Roofing Systems | Pr_20_85_62_22 : Concrete Screw Displacement Piles
|  |  | D56741 : Athletics | Sp_50_80_40 : Dry Waste Treatment Spaces | Ss_30_40_95_40 : Interlocking Tile Roofing Systems | Pr_20_85_62_23 : Concrete Underpinning Piles
|  |  | D567411 : Track | Sp_50_80_70 : Dry Waste Disposal Spaces | Ss_30_40_95_50 : Metal Tile Roofing Systems | Pr_20_85_62_36 : Hardwood Piles
|  |  | D567412 : Field | Sp_55 : Piped Supply Spaces | Ss_30_40_95_55 : Natural Slate Roofing Systems | Pr_20_85_62_77 : Sheet Pile Wall Corner Connectors
|  |  | D56742 : Horse racing | Sp_55_20 : Water Extraction And Treatment Spaces | Ss_30_40_95_60 : Natural Stone Slate Roofing Systems | Pr_20_85_62_80 : Softwood Piles
|  |  | D56743 : Dog racing | Sp_55_20_10 : Water Extraction Spaces | Ss_30_40_95_65 : Plain Tile Roofing Systems | Pr_20_85_76 : Shock Absorbers
|  |  | D56744 : Cycle racing | Sp_55_20_50 : Water Treatment Spaces | Ss_30_40_95_70 : Reconstituted Slate Roofing Systems | Pr_20_85_76_09 : Bridge Shock Absorbers
|  |  | D56745 : Motorcycle racing | Sp_55_40 : Fuel And Gas Extraction And Treatment Spaces | Ss_30_40_95_95 : Wood Shake Or Shingle Roofing Systems | Pr_20_85_76_76 : Seismic Dampers
|  |  | D56746 : Motor car racing | Sp_55_40_10 : Fuel And Gas Extraction Spaces | Ss_30_42 : Floor Covering And Finishing Systems | Pr_20_85_85 : Straps, Ties, Channels And Inserts
|  |  | D56749 : Other racing sports | Sp_55_40_50 : Fuel And Gas Treatment Spaces | Ss_30_42_10 : Calcium Sulfate-Based Screed Systems | Pr_20_85_85_02 : Aluminium Bronze Slot Ties
|  |  | D5675 : Winter sports | Sp_55_60 : Water Storage Spaces | Ss_30_42_10_10 : Bonded Calcium Sulfate-Based Screed Systems | Pr_20_85_85_04 : Aluminium Bronze Wall Head Restraint Slip Ties
|  |  | D56751 : Dry slope skiing | Sp_55_70 : Fuel And Gas Storage Spaces | Ss_30_42_10_30 : Floating Calcium Sulfate-Based Screed Systems | Pr_20_85_85_11 : Carbon Steel Cast-In Channels
|  |  | D56752 : Machine-made snow skiing | Sp_55_80 : Water Distribution Spaces | Ss_30_42_10_90 : Unbonded Calcium Sulfate-Based Screed Systems | Pr_20_85_85_12 : Carbon Steel Movement Joint Lateral Restraint Slip Ties
|  |  | D56753 : Natural snow skiing | Sp_55_80_80 : Water Distribution Easements | Ss_30_42_15 : Cementitious Screed Systems | Pr_20_85_85_13 : Carbon Steel Lateral Restraint Straps
|  |  | D56754 : Toboggan runs | Sp_55_90 : Fuel And Gas Distribution Spaces | Ss_30_42_15_10 : Bonded Or Partially Bonded Cementitious Levelling Screed Systems | Pr_20_85_85_14 : Carbon Steel Slot Ties
|  |  | D56755 : Ice rink sports and leisure | Sp_55_90_80 : Fuel And Gas Distribution Easements | Ss_30_42_15_15 : Cementitious Wearing Screed Systems | Pr_20_85_85_15 : Carbon Steel Threaded Studding Ties
|  |  | D56759 : Other winter sports | Sp_60 : Heating, Cooling And Refrigeration Spaces | Ss_30_42_15_30 : Floating Cementitious Levelling Screed Systems | Pr_20_85_85_16 : Carbon Steel Tie Bars
|  |  | D5676 : Equestrian hunting fishing | Sp_60_10 : Heating Spaces | Ss_30_42_15_90 : Unbonded Cementitious Levelling Screed Systems | Pr_20_85_85_17 : Carbon Steel Vertical Restraint Straps
|  |  | D56761 : Riding schools | Sp_60_10_60 : Heating Plant Rooms | Ss_30_42_20 : Deck Covering Systems | Pr_20_85_85_18 : Carbon Steel Wall Head Restraint Slip Ties
|  |  | D56762 : Show jumping | Sp_60_10_80 : Heating Distribution Easements | Ss_30_42_25 : Edge-Fixed Carpeting Systems | Pr_20_85_85_19 : Cavity Wall Ties
|  |  | D56763 : Polo | Sp_60_40 : Cooling Spaces | Ss_30_42_25_25 : Edge-Fixed Carpeting Systems | Pr_20_85_85_20 : Channel Slot Ties
|  |  | D56764 : Fishing | Sp_60_40_60 : Cooling Plant Rooms | Ss_30_42_30 : Floor Paint Systems | Pr_20_85_85_21 : Copper Slot Ties
|  |  | D56769 : Other | Sp_60_40_80 : Cooling Distribution Easements | Ss_30_42_30_30 : Floor Coating Systems | Pr_20_85_85_22 : Copper Wall Head Restraint Slip Ties
|  |  | D5677 : Aiming sports | Sp_60_70 : Refrigeration Spaces | Ss_30_42_32 : Floor Tiling Systems | Pr_20_85_85_28 : Existing Wall Tie Isolating Sleeves
|  |  | D56771 : Golf | Sp_60_70_60 : Refrigeration Plant Rooms | Ss_30_42_32_30 : External Floor Tiling Systems | Pr_20_85_85_33 : General-Purpose Slip Ties
|  |  | D56772 : Bowling (Crown green) | Sp_60_70_80 : Refrigeration Distribution Easements | Ss_30_42_32_40 : Internal Floor Tiling Systems | Pr_20_85_85_36 : Head Restraint Slip Ties
|  |  | D56773 : Bowling (Ten pin) | Sp_65 : Ventilation And Air Conditioning Spaces | Ss_30_42_40 : Ice Rink Floor Systems | Pr_20_85_85_42 : Insulation Fixing Straps
|  |  | D56774 : Snooker billiards pool | Sp_65_10 : Ventilation And Air Conditioning Spaces tempxxx | Ss_30_42_50 : Masonry Flooring Systems | Pr_20_85_85_57 : Non-Loadbearing Wall Head Restraints
|  |  | D56775 : Darts | Sp_90_10_02 : Air Locks | Ss_30_42_52 : Mastic Asphalt Flooring And Floor Underlay Systems | Pr_20_85_85_61 : Permanent Insulation Formwork (PIF) Connectors
|  |  | D56776 : Archery | Sp_90_10_03 : Anterooms | Ss_30_42_52_50 : Mastic Asphalt Flooring Systems | Pr_20_85_85_62 : Phosphor Bronze Slot Ties
|  |  | D56777 : Shooting | Sp_90_10_08 : Breezeways | Ss_30_42_52_52 : Mastic Asphalt Floor Underlay Systems | Pr_20_85_85_63 : Phosphor Bronze Wall Head Restraint Slip Ties
|  |  | D5678 : Boating water skiing air sports | Sp_90_10_11 : Canopies | Ss_30_42_72 : Resilient And Textile Floor Covering Systems | Pr_20_85_85_64 : Polyester (PET) Straps
|  |  | D56781 : Sailing | Sp_90_10_15 : Corridors | Ss_30_42_72_05 : Adhesive-Fixed Rolled Carpet Systems | Pr_20_85_85_69 : Restraint Belts
|  |  | D56782 : Motor boating | Sp_90_10_16 : Covered Walkways | Ss_30_42_72_10 : Carpet Tile Systems | Pr_20_85_85_71 : Roofing Belts
|  |  | D56783 : Water skiing | Sp_90_10_28 : Escalators And Travelators | Ss_30_42_72_72 : Resilient Sheet Floor Covering Systems | Pr_20_85_85_72 : Roofing Straps
|  |  | D56784 : Gliding | Sp_90_10_30 : Fire Stairways | Ss_30_42_72_75 : Resilient Tile Floor Covering Systems | Pr_20_85_85_73 : Shear Wall Ties
|  |  | D56785 : Aeronautics | Sp_90_10_34 : Goods Conveyors | Ss_30_42_75 : Resin Flooring Systems | Pr_20_85_85_74 : Slotted Wall Channels And Brackets
|  |  | D56786 : Parachuting hang gliding parapenting | Sp_90_10_36 : Hallways | Ss_30_42_75_75 : Resin Flooring Systems | Pr_20_85_85_75 : Stainless Steel Lateral Restraint Straps
|  |  | D56789 : Other kinds of sports | Sp_90_10_46 : Landings | Ss_30_42_90 : Terrazzo Floor Tiling And Screed Systems | Pr_20_85_85_76 : Stainless Steel Slot Ties
|  |  | D568 : Facilities and areas for the playing of the sport itself | Sp_90_10_47 : Lift Cars | Ss_30_42_90_90 : Terrazzo Floor Covering Systems | Pr_20_85_85_77 : Stainless Steel Threaded Studding Ties
|  |  | D5681 : Courses | Sp_90_10_48 : Lift Machine Rooms | Ss_30_45 : Paving Covering And Finishing Systems | Pr_20_85_85_78 : Stainless Steel Tie Bars
|  |  | D5682 : Pitches | Sp_90_10_49 : Lift Pits | Ss_30_47 : Ceiling And Soffit Covering And Finishing Systems | Pr_20_85_85_79 : Stainless Steel Vertical Restraint Straps
|  |  | D5683 : Courts | Sp_90_10_50 : Lift Shafts | Ss_30_60 : Roof, Floor And Paving Accessory Systems | Pr_20_85_85_80 : Stainless Steel Wall Head Restraint Slip Ties
|  |  | D5684 : Tracks | Sp_90_10_51 : Lobbies | Ss_30_60_50 : Metal Sheet Roof Flashing Systems | Pr_20_85_85_81 : Stainless Steel Drive Ties
|  |  | D5685 : Pavilions | Sp_90_10_53 : Monumental Stairways | Ss_30_60_50_10 : Aluminium Roof Flashing Systems | Pr_20_85_85_82 : Stainless Steel Resin-Bonded Ties
|  |  | D5686 : Ranges | Sp_90_10_64 : Porches | Ss_30_60_50_50 : Lead Roof Flashing Systems | Pr_20_85_85_83 : Stainless Steel Expansion Ties
|  |  | D5687 : Rings | Sp_90_10_70 : Ramps | Ss_30_60_70 : Roof Feature Systems | Pr_20_85_85_84 : Stainless Steel Cast-In Channels
|  |  | D5689 : Other | Sp_90_10_75 : Sally Ports | Ss_30_75 : Roof, Floor And Paving Drainage Systems | Pr_20_85_85_85 : Stainless Steel Cladding Channels
|  |  | D569 : Other sports facilities | Sp_90_10_77 : Shelters | Ss_30_75_45 : Kerb And Channel Systems | Pr_20_85_85_86 : Stainless Steel Cladding Ties
|  |  | D58 : Amusement play tourist facilities | Sp_90_10_85 : Squares (outdoor) | Ss_30_75_45_20 : Demarcation Paving Systems | Pr_20_85_85_87 : Surface Mounted Channels
|  |  | D581 : Gambling facilities | Sp_90_10_93 : Utilitarian Stairways | Ss_30_75_45_30 : Footway Grating System | Pr_20_85_85_88 : Tension Straps
|  |  | D5811 : Casinos | Sp_90_10_94 : Vestibules | Ss_30_75_45_45 : Light Duty Kerb Systems | Pr_20_85_85_95 : Wall Starters And Connectors
|  |  | D5812 : Bookmakers | Sp_90_10_95 : Walkways And Internal Bridges | Ss_30_75_45_50 : Multi Unit Surface Drainage Channel Systems | Pr_20_85_85_96 : Water Fire Extinguisher Leather Straps
|  |  | D583 : Amusement facilities | Sp_90_10_96 : Wheelchair Circulation Spaces | Ss_30_75_45_55 : Multi Unit Traffic Calming Systems | Pr_20_85_85_97 : Water-Resistant Concrete Formwork Ties
|  |  | D5831 : Funfairs | Sp_65_40 : Ventilation Spaces | Ss_30_75_45_75 : Single Unit Surface Drainage Channel Systems | Pr_20_85_86 : Struts And Props
|  |  | D5832 : Theme parks | Sp_65_40_60 : Ventilation Plant Rooms | Ss_30_75_45_80 : Single Unit Traffic Calming Systems | Pr_20_85_86_11 : Carbon Steel Struts
|  |  | D5833 : Simulation amusement facilities | Sp_65_80 : Air Conditioning Spaces | Ss_30_75_45_85 : Traffic Kerb Systems | Pr_20_85_86_30 : Formwork Props
|  |  | D58331 : Amusement facilities with computer controlled special effects | Sp_65_80_60 : Air Conditioning Plant Rooms | Ss_30_75_50 : Metal Sheet Gutter Lining Systems | Pr_20_85_86_31 : Formwork Shores
|  |  | D58332 : Virtual reality amusement facilities | Sp_90_90_01 : Access Floor Voids | Ss_30_75_50_05 : Aluminium Sheet Gutter Lining Systems | Pr_20_85_86_39 : Hydraulic Jacks
|  |  | D5834 : Fairgrounds | Sp_90_90_64 : Plant Rooms | Ss_30_75_50_15 : Copper Sheet Gutter Lining Systems | Pr_20_85_86_70 : Roof Gutter Straps
|  |  | D5835 : Show grounds | Sp_90_90_02 : Air Shafts | Ss_30_75_50_45 : Lead Sheet Gutter Lining Systems | Pr_20_85_86_76 : Screw Jacks
|  |  | D5836 : Amusement arcades | Sp_90_90_12 : Chimneys | Ss_30_75_50_75 : Stainless Steel Sheet Gutter Lining Systems | Pr_20_85_86_84 : Stainless Steel Struts
|  |  | D584 : Tourist facilities | Sp_90_90_13 : Chutes | Ss_30_75_50_95 : Zinc Sheet Gutter Lining Systems | Pr_20_85_86_89 : Trench Boxes Or Shields
|  |  | D5841 : Visitor centres | Sp_90_90_13 : Ceiling Voids | Ss_30_95 : Temporary Roof, Floor And Paving Systems | Pr_20_85_86_90 : Trench Shores
|  |  | D5842 : Tourist information centres | Sp_90_90_15 : Control Rooms | Ss_35 : Fixed Access, Tunnel, Shaft, Vessel And Tower Systems | Pr_20_85_86_91 : Trench Struts
|  |  | D5843 : Interpretation facilities | Sp_90_90_18 : Crawl Spaces | Ss_35_05 : Fixed Access, Tunnel, Shaft, Vessel And Tower Substructure Systems | Pr_20_85_90 : Trusses And Lattice Frames
|  |  | D5844 : Holiday camps | Sp_90_90_27 : Equipment Rooms | Ss_35_10 : Fixed Access Structure Systems | Pr_20_85_90_02 : Aluminium Lattice Trusses And Frames
|  |  | D5845 : Caravan and camping sites | Sp_90_90_32 : Furnace Rooms | Ss_35_10_25 : External Stair And Ramp Systems | Pr_20_85_90_11 : Carbon Steel Lattice Floor Joists And Purlins
|  |  | D585 : Play facilities | Sp_90_90_42 : Incinerator Rooms | Ss_35_10_25_35 : Ground Bearing External Stair Systems | Pr_20_85_90_12 : Carbon Steel Pitched Roof Trusses
|  |  | D5851 : Playgrounds | Sp_90_90_47 : Light Wells | Ss_35_10_25_83 : Suspended External Ramp Systems | Pr_20_85_90_36 : Hardwood Lattice Joists
|  |  | D5852 : Adventure playgrounds | Sp_90_90_77 : Server Rooms | Ss_35_10_25_85 : Suspended External Stair Systems | Pr_20_85_90_37 : Hardwood Trussed Rafters
|  |  | D5853 : Play centres | Sp_90_90_78 : Services Shafts | Ss_35_10_30 : Fixed Utilitarian Access Systems | Pr_20_85_90_38 : Hardwood Trusses
|  |  | D5854 : Play areas and rooms | Sp_90_90_80 : Solid Fuel Storerooms | Ss_35_10_30_15 : Companionway Ladder Systems | Pr_20_85_90_81 : Softwood Trusses
|  |  | D5855 : Large fixed playground equipment | Sp_90_90_85 : Switch Rooms | Ss_35_10_30_40 : Industrial Stair Systems | Pr_20_85_90_82 : Softwood Trussed Rafters
|  |  | D5856 : Play accessories | Sp_90_90_90 : Transformer Rooms | Ss_35_10_30_60 : Permanently-Fixed Roof Ladder Systems | Pr_20_93 : Unit Structure And General Products
|  |  | D586 : Field study centres outdoor activity centres | Sp_90_90_96 : Wall Services Voids | Ss_35_10_30_62 : Permanently-Fixed Vertical Ladder Systems | Pr_20_93_33 : Glass Blocks And Panels
|  |  | D587 : Parks gardens | Sp_70 : Electrical Spaces | Ss_35_10_30_95 : Working Platform And Walkway Systems | Pr_20_93_33_33 : Glass Block Panels
|  |  | D5871 : Public parks | Sp_70_10 : Electrical Power Generation Spaces | Ss_35_10_40 : Internal Stair And Ramp Systems | Pr_20_93_33_34 : Glass Blocks
|  |  | D589 : Other amusement play tourist facilities | Sp_70_10_08 : Boiler Rooms | Ss_35_10_40_20 : Curved Internal Stair Systems | Pr_20_93_50 : Masonry Capping And Coping Units
|  |  | D59 : Other recreational facilities | Sp_90_90_08 : Boiler Rooms | Ss_35_10_40_40 : Internal Ramp Systems | Pr_20_93_50_10 : Calcium Silicate Capping Units
|  |  | D6 : Religious facilities | Sp_70_10_15 : Cooling Towers | Ss_35_10_40_42 : Internal Stair Systems | Pr_20_93_50_11 : Calcium Silicate Coping Units
|  |  | D61 : Religious centre facilities | Sp_70_10_27 : Electricity Substation Spaces | Ss_35_10_40_85 : Straight Internal Stair Systems | Pr_20_93_50_13 : Cast Stone Capping Units
|  |  | D611 : Episcopal palaces | Sp_70_10_72 : Reactor Rooms | Ss_35_10_85 : Stair And Ramp Structural Systems | Pr_20_93_50_14 : Cast Stone Coping Units
|  |  | D612 : Deaneries | Sp_70_10_91 : Turbine Rooms | Ss_35_10_85_15 : Concrete Stair Or Ramp Systems | Pr_20_93_50_16 : Clay Brick Capping Units
|  |  | D613 : Pastoral centres | Sp_70_40 : Kinetic Power Generation Spaces | Ss_35_10_85_35 : Heavy Steel Stair Or Ramp Systems | Pr_20_93_50_17 : Clay Brick Coping Units
|  |  | D614 : Ecumenical centres | Sp_70_40_96 : Water Mill Houses | Ss_35_10_85_70 : Reinforced Concrete Stair Or Ramp Systems | Pr_20_93_50_19 : Clayware Capping Units
|  |  | D62 : Cathedrals | Sp_70_40_97 : Wind Mill Houses | Ss_35_10_85_90 : Timber Stair Or Ramp Systems | Pr_20_93_50_20 : Clayware Coping Units
|  |  | D621 : Chapter houses | Sp_70_70 : Electrical Power Transmission And Distribution Spaces | Ss_35_11 : Tunnel Systems | Pr_20_93_50_22 : Concrete Capping Units
|  |  | D622 : Cathedral treasuries | Sp_70_70_80 : Electricity Transmission Easements | Ss_35_11_10 : Bored Transport Tunnel Systems | Pr_20_93_50_23 : Concrete Coping Units
|  |  | D63 : Churches chapels | Sp_75 : Communications, Security, Safety And Protection Spaces | Ss_35_11_15 : Canal/ Waterway Systems | Pr_20_93_50_34 : Glass-Reinforced Concrete (GRC) Coping Units
|  |  | D631 : Chancels | Sp_75_10 : Broadcast Communications Spaces | Ss_35_11_20 : Cut Transport Tunnel Systems | Pr_20_93_50_55 : Natural Stone Capping Units
|  |  | D6311 : Sanctuaries | Sp_75_10_70 : Radio Broadcast Control Booths | Ss_35_11_30 : Floating Tunnel Systems | Pr_20_93_50_56 : Natural Stone Coping Units
|  |  | D6312 : Choirs | Sp_75_10_72 : Radio Broadcast Recording Studios | Ss_35_11_50 : Mine Tunnel Systems | Pr_20_93_50_76 : Slate Capping Units
|  |  | D6313 : Altars | Sp_75_10_74 : Radio Broadcast Studios | Ss_35_11_85 : Submersible Tunnel Systems | Pr_20_93_50_77 : Slate Coping Units
|  |  | D632 : Naves transepts | Sp_75_10_91 : Television Broadcast Control Booths | Ss_35_11_90 : Trench, Pipeway And Pit Systems | Pr_20_93_51 : Masonry Flooring Units
|  |  | D633 : Crypts | Sp_75_10_92 : Television Broadcast Recording Studios | Ss_35_11_90_28 : External Underground Surface Duct System | Pr_20_93_51_02 : Aggregate Concrete Infill Blocks
|  |  | D634 : Galleries | Sp_75_10_93 : Television Broadcast Studios | Ss_35_12 : Tube Systems | Pr_20_93_51_05 : Autoclaved Aerated Concrete (AAC) Infill Blocks
|  |  | D635 : Side chapels baptisteries confessing facilities preaching facilities sacramental facilities | Sp_75_10_97 : Web Server Rooms | Ss_35_13 : Shaft Systems | Pr_20_93_51_28 : Expanded Polystyrene (EPS) Infill Blocks
|  |  | D636 : Ambulatory facilities | Sp_75_30 : Peer-To-Peer Communications Spaces | Ss_35_13_15 : Cooling Tower Systems | Pr_20_93_52 : Masonry Walling Units
|  |  | D6361 : Aisles | Sp_75_30_05 : Automated Telephone Exchange Spaces | Ss_35_13_25 : Environmental Shaft Systems | Pr_20_93_52_05 : Autoclaved Aerated Concrete (AAC) Blocks
|  |  | D6362 : Retrochoirs | Sp_75_30_23 : Digital Data Transmission Easements | Ss_35_13_30 : Free-Standing Chimney Systems | Pr_20_93_52_11 : Calcium Silicate Blocks
|  |  | D637 : Spires towers belfries campanili | Sp_75_30_52 : Manual Telephone Exchange Spaces | Ss_35_13_46 : Lift Shaft Systems | Pr_25_93_52_11 : Calcium Silicate Sills
|  |  | D638 : Vestries | Sp_75_30_88 : Telecommunications Control Spaces | Ss_35_13_50 : Manhole And Access Shaft Systems | Pr_20_93_52_12 : Calcium Silicate Bricks
|  |  | D639 : Other parts of Christian worship facilities churches | Sp_75_30_89 : Telephone Booths | Ss_35_13_55 : Masonry Chimney Systems | Pr_25_93_52_12 : Cast Stone Sills
|  |  | D64 : Mission halls meeting houses | Sp_75_30_90 : Telephone Boxes | Ss_35_13_55_50 : Masonry Chimney Stack Systems | Pr_20_93_52_13 : Cast Stone Masonry Units
|  |  | D65 : Non-Christian places of worship | Sp_75_70 : Electronic Security Spaces | Ss_35_13_60 : Mine And Tunnel Shaft Systems | Pr_25_93_52_13 : Clay Brick Sills
|  |  | D651 : Temples | Sp_75_70_28 : Electronic Security Control Rooms | Ss_35_13_75 : Service Shaft Systems | Pr_20_93_52_14 : Clay Blocks
|  |  | D652 : Mosques | Sp_75_80 : Electronic Safety Spaces | Ss_35_13_80 : Shaft Structure Systems | Pr_25_93_52_14 : Clayware Sills
|  |  | D653 : Synagogues | Sp_75_80_27 : Electronic Safety Control Rooms | Ss_35_13_95 : Well And Monitoring Shaft Systems | Pr_20_93_52_15 : Clay Bricks
|  |  | D654 : Non-Christian religious meeting places | Sp_75_90 : Electronic Protection Spaces | Ss_35_14 : Chute Systems | Pr_25_93_52_15 : Concrete Sills
|  |  | D659 : Parts of non-Christian worship facilities | Sp_75_90_26 : Electronic Protection Control Rooms | Ss_35_14_15 : Coal/ Woodchip And Bulk Material Chute Systems | Pr_20_93_52_21 : Dense Aggregate Concrete Blocks
|  |  | D66 : Residential religious facilities | Sp_80 : Rail Spaces | Ss_35_14_25 : Escape Chute Systems | Pr_20_93_52_22 : Dense Aggregate Concrete Bricks
|  |  | D661 : Convents | Sp_80_10 : Railways | Ss_35_14_70 : Refuse And Linen Chute Systems | Pr_20_93_52_23 : Dimension Stones
|  |  | D662 : Abbeys monasteries nunneries priories friaries | Sp_80_10_50 : Marshalling Yards | Ss_35_14_70_08 : Built-In Linen Chute Systems | Pr_20_93_52_27 : Engineering Bricks
|  |  | D663 : Retreat centres | Sp_80_10_58 : Overpasses | Ss_35_14_70_10 : Built-In Refuse Chute Systems | Pr_20_93_52_33 : Glass-Reinforced Concrete (GRC) Blocks
|  |  | D67 : Funerary facilities shrines mortuaries | Sp_80_10_71 : Railway Side Reservations | Ss_35_14_70_63 : Post-Fixed Linen Chute Systems | Pr_25_93_52_33 : Glass-Reinforced Concrete (GRC) Bay Window Sills
|  |  | D671 : Mortuaries morgues | Sp_80_10_75 : Railway Tracks | Ss_35_14_70_65 : Post-Fixed Refuse Chute Systems | Pr_20_93_52_34 : Glazed Clay Bricks
|  |  | D672 : Crematoria | Sp_80_10_77 : Signal Control Spaces | Ss_35_16 : Vessel Systems | Pr_20_93_52_35 : Glazed Concrete Blocks
|  |  | D673 : Cemeteries (graveyards) | Sp_80_10_92 : Underpasses | Ss_35_16_02 : Above-Ground Pool Systems | Pr_20_93_52_36 : Gypsum Blocks
|  |  | D674 : Tombs mausoleums funeral vaults shrines reliquaries | Sp_80_80 : Rail Loading And Embarkation Spaces | Ss_35_16_05 : Basement Water Retaining Systems | Pr_25_93_52_36 : Glass-Reinforced Concrete (GRC) Sills
|  |  | D676 : Gardens of remembrance remembrance pavilions | Sp_80_80_08 : Boarding Areas | Ss_35_16_10 : Bund Systems | Pr_20_93_52_42 : Insulated Concrete Blocks
|  |  | D677 : Funeral parlours chapels of rest | Sp_80_80_20 : Customs Control Areas | Ss_35_16_10_10 : Bund Systems | Pr_20_93_52_46 : Lightweight Aggregate Concrete Blocks
|  |  | D679 : Other funerary facilities | Sp_80_80_34 : Goods Loading/ Unloading Areas | Ss_35_16_30 : Formal Water Feature Vessel Systems | Pr_25_93_52_56 : Natural Stone Sills
|  |  | D69 : Other religious facilities | Sp_80_80_60 : Passport Control Offices | Ss_35_16_50 : Metal And Plastics Water Retaining Systems | Pr_20_93_52_73 : Refractory Bricks
|  |  | D7 : Educational scientific information facilities | Sp_80_80_64 : Platforms | Ss_35_16_55 : Natural Water Feature Vessel Systems | Pr_20_93_52_74 : Rubble Stones
|  |  | D71 : Education facilities (schools) | Sp_80_80_72 : Railway Station Halls/ Concourses | Ss_35_16_75 : Silo Systems | Pr_25_93_52_76 : Slate Sills
|  |  | D711 : Nursery schools | Sp_80_80_82 : Station Forecourts | Ss_35_16_95 : Watertight Structural Systems | Pr_20_93_52_83 : Squared Rubble Stones
|  |  | D712 : Primary schools | Sp_80_80_88 : Ticket Offices | Ss_35_17 : Tower And Mast Systems | Pr_20_93_52_84 : Stone Masonry Units
|  |  | D7121 : Infant schools | Sp_80_80_90 : Train Stops | Ss_35_17_35 : Gantry Systems | Pr_20_93_52_88 : Thin Joint Autoclaved Aerated Concrete (AAC) Blocks
|  |  | D7122 : First schools | Sp_80_80_94 : Vehicle Loading/ Unloading Areas | Ss_35_17_45 : Lattice Tower And Pylon Systems | Pr_20_93_71 : Retaining Wall Units
|  |  | D7123 : Junior schools | Sp_80_90 : Rail Storage And Repair Spaces | Ss_35_17_50 : Mast Systems | Pr_20_93_71_15 : Concrete Interlocking Blocks
|  |  | D7124 : Middle schools | Sp_80_90_11 : Carriage Cleaning Spaces | Ss_35_17_90 : Tower Systems | Pr_20_93_71_53 : Modular Reinforced Concrete Stem Wall Units
|  |  | D7125 : Independent primary schools preparatory schools | Sp_80_90_26 : Engine Fuelling Areas | Ss_35_19 : Temporary Fixed Access, Tunnel, Shaft, Vessel And Tower Systems | Pr_20_93_71_75 : Sawn Hardwood Crib Wall Units
|  |  | D713 : Secondary schools | Sp_80_90_27 : Engine Inspection Pits | Ss_35_30 : Fixed Access, Tunnel, Shaft, Vessel And Tower Opening Systems | Pr_20_93_84 : Structural Roofing Units
|  |  | D7131 : Comprehensive schools | Sp_80_90_28 : Engine Servicing Areas | Ss_35_30_15 : Concrete Stair And Ramp Glazing Systems | Pr_20_93_84_15 : Concrete Arch Units
|  |  | D71311 : Grant maintained | Sp_80_90_29 : Engine Wash Areas | Ss_35_30_15_15 : Concrete Stair Tread Glazing Systems | Pr_20_93_84_16 : Concrete Dome Units
|  |  | D71312 : Local authority controlled | Sp_80_90_70 : Rail Repair Spaces | Ss_35_40 : Fixed Access, Tunnel, Shaft, Vessel And Tower Covering And Finishing Systems | Pr_20_93_84_84 : Structural Insulated Roof Panels
|  |  | D7132 : Grammar schools | Sp_81 : Road Spaces | Ss_35_40_82 : Stair Carpeting Systems | Pr_20_93_85 : Structural Walling Units
|  |  | D7133 : Independent and private and public schools | Sp_81_10 : Roadways | Ss_35_40_82_05 : Adhesive-Fixed Stair Carpeting Systems | Pr_20_93_85_14 : Concrete Solid Wall And Composite Wall Units
|  |  | D71331 : Boarding schools | Sp_81_10_08 : Bus Manoeuvring Areas | Ss_35_40_85 : Swimming Pool Tiling Systems | Pr_20_93_85_16 : Concrete Structural Insulated Panels (SIPs)
|  |  | D71332 : Day schools | Sp_81_10_11 : Car Manoeuvring Areas â€“ Indoor | Ss_35_40_85_83 : Swimming Pool Floor Tiling Systems | Pr_20_93_85_84 : Structural Insulated Wall Panels
|  |  | D71333 : Mixed boarding and day schools | Sp_81_10_12 : Car Manoeuvring Areas â€“ Outdoor | Ss_35_40_85_85 : Swimming Pool Wall Tiling Systems | Pr_20_93_85_88 : Timber-Framed Straw-Filled Panels
|  |  | D7135 : Technology schools | Sp_81_10_16 : Central Reservations | Ss_35_40_87 : Tanking Systems | Pr_20_96 : Wire Structure And General Products
|  |  | D7139 : Other types of secondary schools | Sp_81_10_20 : Cycle Lanes | Ss_35_40_87_10 : Cementitious Proprietary Mortar Tanking Systems | Pr_20_96_71 : Reinforcement
|  |  | D714 : Sixth form colleges tertiary colleges | Sp_81_10_27 : Emergency Lanes | Ss_35_40_87_12 : Cementitious Site-Batched-And-Mixed Mortar Tanking Systems | Pr_20_96_71_10 : Carbon Steel Bed Joint Reinforcement
|  |  | D717 : Schools for special needs groups | Sp_81_10_36 : Hard Shoulders | Ss_35_40_87_14 : Cold-Applied Liquid External Tanking Systems | Pr_20_96_71_11 : Carbon Steel Cage Reinforcement
|  |  | D7171 : Schools for children with learning difficulties mental handicaps autism emotional problems | Sp_81_10_42 : Intersections | Ss_35_40_87_16 : Cold-Applied Liquid Sandwiched Tanking Systems | Pr_20_96_71_12 : Carbon Steel Fabric Reinforcement
|  |  | D7172 : Schools for children with physical handicaps | Sp_81_10_46 : Lay-Bys And Passing Places | Ss_35_40_87_18 : Crystallization-Active Cementitious Mortar Dry Shake Tanking Systems | Pr_20_96_71_13 : Carbon Steel Plain Bar Reinforcement
|  |  | D7173 : Approved schools | Sp_81_10_61 : Pathways | Ss_35_40_87_20 : Crystallization-Active Cementitious Mortar Slurry Tanking Systems | Pr_20_96_71_14 : Carbon Steel Ribbed Bar Reinforcement
|  |  | D7179 : Other special needs schools | Sp_81_10_62 : Pavements (roadside) | Ss_35_40_87_30 : Fully-Bonded Bitumen Membrane External Tanking Systems | Pr_20_96_71_15 : Carbon Steel Tendons
|  |  | D718 : Parts of education facilities | Sp_81_10_63 : Pedestrian Crossings | Ss_35_40_87_32 : Fully-Bonded Bitumen Membrane Sandwiched Tanking Systems | Pr_20_96_71_16 : Copper Rod Reinforcement
|  |  | D7181 : General purpose classrooms | Sp_81_10_64 : Pedestrian Refuges And Islands | Ss_35_40_87_40 : High Density Plastics Studded Membrane Cavity Drain Waterproofing Systems | Pr_20_96_71_30 : Fibrous Reinforcement
|  |  | D7182 : Classrooms for science technology etc. | Sp_81_10_70 : Railway Crossings | Ss_35_40_87_45 : Loose-Laid Bentonite Membrane External Or Sandwiched Tanking Systems | Pr_20_96_71_33 : Glass Fibre Fleece Reinforcement
|  |  | D71821 : Science laboratories | Sp_81_10_72 : Road Lanes â€“ Fast | Ss_35_40_87_50 : Mastic Asphalt External Tanking Systems | Pr_20_96_71_34 : Glass Fibre Mesh Reinforcement
|  |  | D71822 : Computer laboratories | Sp_81_10_73 : Road Lanes â€“ Slow | Ss_35_40_87_52 : Mastic Asphalt Sandwiched Tanking Systems | Pr_20_96_71_35 : Glass Fibre Reinforcement Mats
|  |  | D71823 : Classrooms for woodwork metalwork etc. | Sp_81_10_77 : Side Reservations | Ss_35_40_87_54 : Mastic Asphalt Tank Lining Systems | Pr_20_96_71_36 : Glass Fibre Reinforcement Tendons
|  |  | D7183 : Music rooms | Sp_81_10_80 : Soft Shoulders | Ss_35_40_87_75 : Self-Adhesive Bitumen Membrane External Tanking Systems | Pr_20_96_71_51 : Mechanical Reinforcement Couplers
|  |  | D7184 : Language laboratories | Sp_81_10_90 : Truck Manoeuvring Areas | Ss_35_40_87_77 : Self-Adhesive Bitumen Membrane Sandwiched Tanking Systems | Pr_20_96_71_52 : Meshwork Joint Reinforcement
|  |  | D7185 : Art and design and craft classrooms | Sp_81_80 : Road Loading And Embarkation Spaces | Ss_35_40_95 : Water Retention Sheet Lining Systems | Pr_20_96_71_62 : Phosphor Bronze Rod Reinforcement
|  |  | D7186 : Sixth form centres and common rooms | Sp_81_80_05 : Boarding Areas | Ss_35_40_95_30 : Formal Water Body Water Retention Sheet Lining Systems | Pr_20_96_71_63 : Plastics Mesh Reinforcement
|  |  | D7189 : Other parts of education facilities | Sp_81_80_06 : Bus Station Halls/ Concourses | Ss_35_40_95_40 : Informal Water Body Water Retention Sheet Lining Systems | Pr_20_96_71_64 : Polyester (PE) Fibre Fleece Reinforcement
|  |  | D719 : Other education facilities | Sp_81_80_10 : Bus Stops | Ss_35_60 : Fixed Access, Tunnel, Shaft, Vessel And Tower Accessory Systems | Pr_20_96_71_65 : Polypropylene (PP) Fibre Reinforcement
|  |  | D72 : Further education facilities | Sp_81_80_19 : Customs Control Areas | Ss_35_95 : Temporary Fixed Access, Tunnel, Shaft, Vessel And Tower Systems | Pr_20_96_71_84 : Stainless Steel Bed Joint Reinforcement
|  |  | D721 : Universities | Sp_81_80_60 : Passport Control Offices | Ss_40 : Signage, Fittings, Furnishings And Equipment (FFandE), And General Finishing Systems | Pr_20_96_71_97 : Welded Wire Mesh Reinforcement
|  |  | D7211 : Traditional universities | Sp_81_90 : Road Storage And Repair Spaces | Ss_40_10 : Signage Systems | Pr_20_96_96 : Wire Fencing Ancillary Products
|  |  | D7212 : Former polytechnics | Sp_81_90_09 : Bus Standing Spaces | Ss_40_10_25 : External Signage And Interpretation Systems | Pr_20_96_96_11 : Carbon Steel Fencing Cleats
|  |  | D722 : Polytechnics technical colleges general colleges of further education | Sp_81_90_13 : Car Parking Spaces â€“ Indoor | Ss_40_10_25_25 : Electrical External Signage Systems | Pr_20_96_96_12 : Carbon Steel Fencing Droppers
|  |  | D723 : Colleges of education | Sp_81_90_14 : Car Parking Spaces â€“ Outdoor | Ss_40_10_25_30 : Fixed External Signage Systems | Pr_20_96_96_13 : Carbon Steel Fencing Rings
|  |  | D724 : Colleges of art and design | Sp_81_90_15 : Car Park Ramps | Ss_40_10_25_32 : Free-Standing External Signage Systems | Pr_20_96_96_14 : Carbon Steel Fencing Strainers
|  |  | D725 : Colleges and academies of music drama dance | Sp_81_90_91 : Truck Standing Spaces | Ss_40_10_30 : Fire And Safety Signage Systems | Pr_20_96_96_15 : Carbon Steel Fencing Stretcher Bars
|  |  | D726 : Adult education facilities | Sp_81_90_94 : Vehicle Fuelling Areas | Ss_40_10_30_30 : Fire And Safety Signage Systems | Pr_20_96_96_16 : Carbon Steel Fencing Wedges
|  |  | D727 : Learned societies | Sp_81_90_95 : Vehicle Inspection Pits | Ss_40_10_30_75 : Safety Signage Systems | Pr_20_96_96_17 : Carbon Steel Pre-Formed Fencing Lashing Rods
|  |  | D728 : Parts of further education facilities | Sp_81_90_96 : Vehicle Servicing Areas | Ss_40_10_40 : Internal Architectural Signage Systems | Pr_20_96_96_72 : Rotating Vane Fence Toppings
|  |  | D7281 : General purpose lecture theatres | Sp_81_90_97 : Vehicle Wash Areas | Ss_40_10_40_25 : Electrical Internal Architectural Signage Systems | Pr_20_96_97 : Wires, Ropes, Twines And Chains
|  |  | D7282 : General purpose teaching rooms other than lecture theatres | Sp_82 : Marine And Waterway Spaces | Ss_40_10_40_30 : Fixed Internal Architectural Signage Systems | Pr_20_96_97_02 : Aluminium Wires
|  |  | D7283 : General purpose research rooms | Sp_82_10 : Marine And Waterways | Ss_40_10_40_32 : Free-Standing Internal Architectural Signage Systems | Pr_20_96_97_11 : Carbon Steel Barbed Tapes
|  |  | D7284 : Science laboratories | Sp_82_10_11 : Canal Locks | Ss_40_15 : General FfandE Systems | Pr_20_96_97_12 : Carbon Steel Barbed Wires
|  |  | D72841 : For teaching | Sp_82_10_12 : Canals | Ss_40_15_10 : Custom-Made Joinery Systems | Pr_20_96_97_13 : Carbon Steel Chains
|  |  | D72842 : For research | Sp_82_10_37 : Harbour Locks | Ss_40_15_15 : Custom-Made Metalwork Systems | Pr_20_96_97_14 : Carbon Steel High Tensile Barbed Wires
|  |  | D7285 : Language laboratories | Sp_82_10_94 : Viaducts | Ss_40_15_35 : General FfandE Systems | Pr_20_96_97_15 : Carbon Steel High Tensile Line Wires
|  |  | D7286 : Computer laboratories | Sp_82_80 : Marine And Waterway Loading And Embarkation Spaces | Ss_40_15_35_35 : General FfandE Systems | Pr_20_96_97_16 : Carbon Steel Razor Wires
|  |  | D7289 : Other parts of further education facilities | Sp_82_80_05 : Baggage Handling Areas | Ss_40_15_50 : Minor Joinery Systems | Pr_20_96_97_17 : Carbon Steel Spring Wires
|  |  | D729 : Other further education facilities | Sp_82_80_09 : Boarding Areas | Ss_40_15_50_50 : Minor Joinery Systems | Pr_20_96_97_18 : Carbon Steel Wire Ropes
|  |  | D73 : Scientific computing facilities (laboratories) | Sp_82_80_14 : Cargo Loading Areas | Ss_40_20 : Administrative, Commercial And Protective Service FfandE Systems | Pr_20_96_97_19 : Carbon Steel Wires
|  |  | D731 : Computing facilities computer rooms | Sp_82_80_20 : Customs Control Areas | Ss_40_20_20 : Detention FfandE Systems | Pr_20_96_97_27 : Electric Fence Ropes
|  |  | D732 : Clean rooms | Sp_82_80_33 : Gangways | Ss_40_20_25 : Embassy FfandE Systems | Pr_20_96_97_51 : Mixed Fibre Ropes
|  |  | D733 : Instrument rooms | Sp_82_80_36 : Harbour Control Spaces | Ss_40_20_30 : Emergency Shelter FfandE Systems | Pr_20_96_97_56 : Natural Ropes
|  |  | D736 : Photography facilities | Sp_82_80_44 : Jetties | Ss_40_20_45 : Law Court FfandE Systems | Pr_20_96_97_57 : Natural Threads
|  |  | D7361 : Dark rooms | Sp_82_80_46 : Landing Stages | Ss_40_20_60 : Office FfandE Systems | Pr_20_96_97_58 : Natural Twines
|  |  | D737 : Observatories recording stations | Sp_82_80_61 : Passport Control Offices | Ss_40_20_60_60 : Office FfandE Systems | Pr_20_96_97_62 : Plastics Chains
|  |  | D7371 : Meteorological stations | Sp_82_80_77 : Shipping Halls/ Concourses | Ss_40_20_65 : Reception FfandE Systems | Pr_20_96_97_63 : Plastics Wires Or Lines
|  |  | D7372 : Geophysical stations | Sp_82_90 : Marine And Waterway Storage And Repair Spaces | Ss_40_20_70 : Retail FfandE Systems | Pr_20_96_97_73 : Shock-Absorbing Lanyards
|  |  | D7373 : Seismographic stations | Sp_82_90_06 : Baggage Storage Areas | Ss_40_20_75 : Studio FfandE Systems | Pr_20_96_97_74 : Stainless Steel Barbed Tapes
|  |  | D739 : Other scientific facilities | Sp_82_90_08 : Boat Repair Spaces | Ss_40_20_90 : Trading Floor FfandE Systems | Pr_20_96_97_75 : Stainless Steel Barbed Wires
|  |  | D74 : Assembly meeting facilities | Sp_82_90_09 : Boat Storage Spaces | Ss_40_25 : Cultural, Educational, Scientific And Information FfandE Systems | Pr_20_96_97_76 : Stainless Steel Chains
|  |  | D741 : Conference centres | Sp_82_90_10 : Breakwaters | Ss_40_25_02 : Aquarium FfandE Systems | Pr_20_96_97_77 : Stainless Steel High Tensile Barbed Wires
|  |  | D742 : Trade centres | Sp_82_90_13 : Cargo Handling Areas | Ss_40_25_03 : Art Gallery FfandE Systems | Pr_20_96_97_78 : Stainless Steel High Tensile Line Wires
|  |  | D75 : Exhibition display facilities | Sp_82_90_15 : Cargo Storage Areas | Ss_40_25_05 : Auditoria FfandE Systems | Pr_20_96_97_79 : Stainless Steel Razor Wires
|  |  | D751 : Botanical gardens herbaria zoos | Sp_82_90_24 : Dry Docks | Ss_40_25_05_05 : Auditoria FfandE Systems | Pr_20_96_97_80 : Stainless Steel Spring Wires
|  |  | D752 : Aviaries | Sp_82_90_30 : Floating Docks | Ss_40_25_11 : Cathedral, Church And Chapel FfandE Systems | Pr_20_96_97_81 : Stainless Steel Wire Ropes
|  |  | D753 : Aquaria oceanaria | Sp_82_90_35 : Groynes And Other Protective Works | Ss_40_25_15 : Classroom FfandE Systems | Pr_20_96_97_82 : Stainless Steel Wires
|  |  | D754 : Museums planetariums | Sp_82_90_47 : Lifeboat Vessel Storage And Launch Spaces | Ss_40_25_15_15 : Classroom FfandE Systems | Pr_20_96_97_83 : Swimming Pool Flagged Ropes
|  |  | D755 : Art galleries facilities for the display of art | Sp_82_90_63 : Piers | Ss_40_25_20 : Dark Room FfandE Systems | Pr_20_96_97_84 : Swimming Pool False Start Ropes
|  |  | D756 : Centres for general exhibitions | Sp_82_90_69 : Quays | Ss_40_25_25 : Display FfandE Systems | Pr_20_96_97_85 : Swimming Pool Lane Ropes
|  |  | D757 : Centres for special kinds of exhibitions | Sp_82_90_79 : Slipways | Ss_40_25_28 : Exhibition FfandE Systems | Pr_20_96_97_86 : Synthetic Chains
|  |  | D7571 : Design centres | Sp_82_90_96 : Warning Beacon Rooms | Ss_40_25_28_20 : Custom-Made Artwork Systems | Pr_20_96_97_87 : Synthetic Ropes
|  |  | D7572 : Building centres | Sp_82_90_97 : Wet Docks | Ss_40_25_32 : Funerary FfandE Systems | Pr_20_96_97_88 : Synthetic Threads
|  |  | D7573 : Architecture centres | Sp_82_90_98 : Wharfs | Ss_40_25_32_12 : Cemetery Equipment Systems | Pr_20_96_97_89 : Synthetic Twines
|  |  | D759 : Other exhibition and display facilities | Sp_83 : Cable Transport Spaces | Ss_40_25_45 : Laboratory FfandE Systems | Pr_25_30 : Fixed Access Products
|  |  | D76 : Information and study facilities (libraries) | Sp_83_10 : Cableways | Ss_40_25_45_45 : Laboratory FfandE Systems | Pr_25_30_30 : Floor Plates, Gratings And Edgings
|  |  | D761 : National libraries | Sp_83_10_13 : Cableways | Ss_40_25_52 : Mosque FfandE Systems | Pr_25_30_30_01 : Aluminium Cold Formed Planks
|  |  | D762 : Public libraries | Sp_83_80 : Cable Transport Loading And Embarkation Spaces | Ss_40_25_55 : Library FfandE Systems | Pr_25_30_30_02 : Aluminium Duckboards
|  |  | D763 : University college school libraries | Sp_83_80_11 : Cable Transport Embarkation Spaces | Ss_40_25_58 : Observatory FfandE Systems | Pr_25_30_30_03 : Aluminium Edging Sections
|  |  | D764 : Information facilities by special subject | Sp_83_80_12 : Cable Transport Loading Spaces | Ss_40_25_86 : Synagogue FfandE Systems | Pr_25_30_30_04 : Aluminium Expanded Gratings
|  |  | D765 : Information facilities by form of material | Sp_83_90 : Cable Transport Storage And Repair Spaces | Ss_40_30 : Industrial FfandE Systems | Pr_25_30_30_05 : Aluminium Open Bar Metal Gratings
|  |  | D7651 : Map libraries | Sp_83_90_34 : Gondola Repair And Cleaning Spaces | Ss_40_30_29 : Factory FfandE Systems | Pr_25_30_30_06 : Aluminium Solid Metal Plates
|  |  | D7652 : Audio-visual libraries | Sp_83_90_35 : Gondola Storage Spaces | Ss_40_30_37 : Horticultural FfandE Systems | Pr_25_30_30_12 : Carbon Steel Cold Formed Planks
|  |  | D7653 : Resource centres | Sp_84 : Aerospace Spaces | Ss_40_30_46 : Laundry FfandE Systems | Pr_25_30_30_14 : Carbon Steel Edging Sections
|  |  | D7654 : Drawings and illustrations and photograph libraries | Sp_84_10 : Aerospace Ground Spaces | Ss_40_30_47 : Livestock FfandE Systems | Pr_25_30_30_16 : Carbon Steel Expanded Gratings
|  |  | D7655 : Newspaper libraries | Sp_84_10_02 : Aeroplane Landing Strips | Ss_40_30_51 : Mine FfandE Systems | Pr_25_30_30_25 : Concrete Planks
|  |  | D766 : Company libraries special libraries | Sp_84_10_03 : Aeroplane Runways | Ss_40_30_58 : Offshore Platform FfandE Systems | Pr_25_30_30_18 : Carbon Steel Open Bar Metal Gratings
|  |  | D767 : Record offices archives patent offices | Sp_84_10_04 : Aircraft Manoeuvring Areas (taxiways) | Ss_40_30_85 : Static Permanent Access And Safety Equipment Systems | Pr_25_30_30_20 : Carbon Steel Solid Metal Plates
|  |  | D768 : Commercial lending libraries subscription libraries | Sp_84_10_05 : Aircraft Manoeuvring Buffer Areas | Ss_40_30_85_55 : Netting Systems | Pr_25_30_30_34 : Glass-Reinforced Plastics (GRP) Moulded Open Mesh Gratings
|  |  | D769 : Parts of information facilities | Sp_84_10_06 : Aircraft Standing Areas | Ss_40_30_96 : Warehouse FfandE Systems | Pr_25_30_30_36 : Hardwood Duckboards
|  |  | D7691 : Lending section | Sp_84_10_37 : Helipads | Ss_40_35 : Medical, Health, Welfare And Sanitary FfandE Systems | Pr_25_30_30_58 : Open Bar Glass-Reinforced Plastics (GRP) Gratings
|  |  | D7692 : Reference section | Sp_84_80 : Aerospace Loading And Embarkation Spaces | Ss_40_35_03 : Animal Welfare FfandE Systems | Pr_25_30_30_63 : Plastics Perforated Gratings
|  |  | D7693 : Enquiry area | Sp_84_80_04 : Aircraft Fuelling Spaces | Ss_40_35_08_83 : Species Introduction Systems | Pr_25_30_30_80 : Softwood Duckboards
|  |  | D7694 : Catalogue area | Sp_84_80_05 : Arrivals Gates | Ss_40_35_16 : CrÃ¨Che FfandE Systems | Pr_25_30_30_81 : Solid Glass-Reinforced Plastics (GRP) Plates
|  |  | D7695 : Study areas | Sp_84_80_06 : Baggage Claim Areas | Ss_40_35_38 : Hospital Ward FfandE Systems | Pr_25_30_30_82 : Stainless Steel Cold Formed Planks
|  |  | D7696 : Photocopying computing areas | Sp_84_80_07 : Baggage Handling Areas | Ss_40_35_51 : Medical And Dental Surgery FfandE Systems | Pr_25_30_30_83 : Stainless Steel Edging Sections
|  |  | D7699 : Other parts of information facilities | Sp_84_80_11 : Boarding Areas | Ss_40_35_59 : Operating Theatre FfandE Systems | Pr_25_30_30_84 : Stainless Steel Expanded Gratings
|  |  | D79 : Other educational etc. facilities | Sp_84_80_12 : Cargo Handling Areas | Ss_40_35_71 : Rehabilitation FfandE Systems | Pr_25_30_30_85 : Stainless Steel Open Bar Metal Gratings
|  |  | D8 : Residential facilities | Sp_84_80_13 : Cargo Loading Areas | Ss_40_35_75 : Sanitary Appliance Systems | Pr_25_30_30_86 : Stainless Steel Solid Metal Plates
|  |  | D81 : Domestic residential facilities housing | Sp_84_80_16 : Concourses | Ss_40_35_75_05 : Bath Systems | Pr_25_30_36 : Handrails
|  |  | D811 : Housing by type | Sp_84_80_20 : Customs Control Areas | Ss_40_35_75_10 : Bidet Systems | Pr_25_30_36_03 : Aluminium Handrails
|  |  | D8111 : Flats (apartments) | Sp_84_80_22 : Departures Gates | Ss_40_35_75_20 : Disposal Unit (slop Hopper) Systems | Pr_25_30_36_33 : Glass Handrails
|  |  | D8112 : Maisonettes | Sp_84_80_60 : Passport Control Offices | Ss_40_35_75_25 : Drinking Fountain Systems | Pr_25_30_36_36 : Hardwood Handrails
|  |  | D813 : Housing by size of development | Sp_84_90 : Aerospace Storage And Repair Spaces | Ss_40_35_75_35 : Health Care Macerator Systems | Pr_25_30_36_47 : Carbon Steel Handrails
|  |  | D8131 : Individually-designed houses housing units | Sp_84_90_01 : Aircraft Cleaning Spaces | Ss_40_35_75_45 : Janitorial Unit Systems | Pr_25_30_36_63 : Plastics Handrails
|  |  | D8132 : Small groups of houses single streets of houses | Sp_84_90_04 : Aircraft Repair Spaces | Ss_40_35_75_75 : Sanitary Accessory Systems | Pr_25_30_36_80 : Softwood Handrails
|  |  | D8133 : Blocks of flats and maisonettes | Sp_84_90_06 : Airport Control Spaces | Ss_40_35_75_76 : Sauna Package Systems | Pr_25_30_36_84 : Stainless Steel Handrails
|  |  | D8134 : Housing estates | Sp_84_90_10 : Baggage Storage Areas | Ss_40_35_75_77 : Scrub-Up Trough Systems | Pr_25_30_36_85 : Stone Handrails
|  |  | D814 : Housing by occupier | Sp_84_90_14 : Cargo Storage Areas | Ss_40_35_75_78 : Shower Area Systems | Pr_25_30_75 : Safety Cages
|  |  | D8141 : Old peoples housing sheltered housing | Sp_84_90_36 : Hanger Spaces | Ss_40_35_75_79 : Shower Cubicle Systems | Pr_25_30_75_02 : Aluminium Ladder Safety Cages
|  |  | D8142 : Disabled peoples housing | Sp_84_90_79 : Spacecraft Cleaning Spaces | Ss_40_35_75_80 : Sink Systems | Pr_25_30_75_15 : Carbon Steel Ladder Safety Cages
|  |  | D8143 : Housing for mentally ill people | Sp_84_90_81 : Spacecraft Preparation Spaces | Ss_40_35_75_85 : Steam Bath Package Systems | Pr_25_30_75_80 : Stainless Steel Ladder Safety Cages
|  |  | D8144 : Caretakers wardens housing | Sp_84_90_82 : Spacecraft Repair Spaces | Ss_40_35_75_92 : Urinal Systems | Pr_25_30_85 : Stair And Ladder Units
|  |  | D8145 : Vicarages rectories etc. | Sp_84_90_83 : Spacecraft Storage Spaces | Ss_40_35_75_94 : Wash Basin Systems | Pr_25_30_85_02 : Access Ladders
|  |  | D815 : Housing by owner | Sp_85 : Process Engineering Spaces | Ss_40_35_75_96 : Wash Fountain Systems | Pr_25_30_85_03 : Aluminium Loft Ladders
|  |  | D8151 : Owner-occupied housing | Sp_90 : General Spaces | Ss_40_35_75_98 : Wash Trough Systems | Pr_25_30_85_11 : Cat Ladders
|  |  | D8152 : Owned by private landlord | Sp_90_10 : General Circulation Spaces | Ss_40_35_76 : Sanitary FfandE Systems | Pr_25_30_85_16 : Curved Internal Staircases
|  |  | D8153 : Council housing | Sp_90_90 : Unoccupied Voids | Ss_40_35_77 : Sauna FfandE Systems | Pr_25_30_85_22 : Drainage Access Chamber Ladders
|  |  | D8154 : Housing association housing | Sp_95 : Temporary Spaces | Ss_40_35_90 : Toilet Systems | Pr_25_30_85_24 : Drainage Access Chamber Steps
|  |  | D8155 : Speculative housing housing for unspecified owner | unknown | Ss_40_35_90_05 : Accessible Wc Package Systems | Pr_25_30_85_36 : Hardwood Loft Ladders
|  |  | D819 : Other domestic residential facilities |  | Ss_40_35_90_85 : Squatting Wc Systems | Pr_25_30_85_48 : Lift Pit Ladders
|  |  | D82 : Relaxation facilities living rooms |  | Ss_40_35_90_95 : Waterless Toilet Systems | Pr_25_30_85_64 : Pool Ladders
|  |  | D83 : Sleeping facilities bedrooms |  | Ss_40_35_90_96 : Wc And Wash Basin Combination Systems | Pr_25_30_85_65 : Pool Stepladders
|  |  | D85 : Communal residential facilities |  | Ss_40_35_90_97 : Wc Systems | Pr_25_30_85_73 : Roll-Up Ladders
|  |  | D852 : Hotels |  | Ss_40_35_90_98 : Wc Wash And Dry Combination Systems | Pr_25_30_85_79 : Sliding Ladders
|  |  | D853 : Motels |  | Ss_40_40 : Recreational FfandE Systems | Pr_25_30_85_84 : Spiral Internal Staircases
|  |  | D854 : Guesthouses |  | Ss_40_40_10 : Buildings In The Landscape- | Pr_25_30_85_86 : Straight Internal Staircases
|  |  | D855 : Hostels |  | Ss_40_40_20 : Casino FfandE Systems | Pr_25_30_85_90 : Travelling Ladders
|  |  | D8551 : Youth hostels |  | Ss_40_40_25 : Commercial Catering FfandE Systems | Pr_25_30_86 : Surface Level Traffic Control Products
|  |  | D8552 : Short stay housing |  | Ss_40_40_25_15 : Commercial Catering FfandE Systems | Pr_25_30_86_71 : Rising Bollard Vehicle Stops
|  |  | D856 : Halls of residence |  | Ss_40_40_30 : External Public Realm FfandE Systems | Pr_25_30_86_72 : Rising Kerbs
|  |  | D857 : Foyer buildings |  | Ss_40_40_30_20 : Custom-Made Street Furniture Systems | Pr_25_30_86_73 : Rising Ramp Vehicle Barriers
|  |  | D858 : Parts of communal residential facilities |  | Ss_40_40_30_25 : Domestic Outdoor Furniture Systems | Pr_25_30_86_74 : Rising Spike Vehicle Stops
|  |  | D8581 : Single hotel bedrooms |  | Ss_40_40_30_60 : Park And Public Space Outdoor Furniture Systems | Pr_25_30_86_83 : Speed Restriction Ramps
|  |  | D85811 : With en-suite facilities |  | Ss_40_40_30_85 : Street Furniture Systems | Pr_25_30_86_90 : Traffic Calming Speed Cushions
|  |  | D85812 : Without en-suite facilities |  | Ss_40_40_55 : Play FfandE Systems | Pr_25_30_86_94 : Vehicle Flow Plates
|  |  | D8582 : Double hotel bedrooms |  | Ss_40_40_55_10 : Climbing Equipment Systems | Pr_25_30_86_95 : Vehicle Stops
|  |  | D85821 : With en-suite facilities |  | Ss_40_40_55_15 : Combination Play Equipment Systems | Pr_25_30_90 : Treads And Landing Units
|  |  | D85822 : Without en-suite facilities |  | Ss_40_40_55_35 : Gymnastics And Exercising Equipment Systems | Pr_25_30_90_11 : Concrete Glazed Stair Treads
|  |  | D8583 : Suite of hotel rooms |  | Ss_40_40_55_70 : Rocking Equipment Systems | Pr_25_30_90_12 : Concrete Glazed Stair Landing Panels
|  |  | D8584 : Dormitories communal sleeping areas |  | Ss_40_40_55_73 : Runway Equipment Systems | Pr_25_30_90_13 : Concrete Helical Stair Flight Units
|  |  | D859 : Other communal residential facilities |  | Ss_40_40_55_75 : Sand And Water Play Equipment Systems | Pr_25_30_90_14 : Concrete Spiral Stair Flight Units
|  |  | D86 : Historical residential facilities |  | Ss_40_40_55_80 : Slide Equipment Systems | Pr_25_30_90_15 : Concrete Stair Flight And Landing Units
|  |  | D861 : Castles |  | Ss_40_40_55_83 : Spinning Equipment Systems | Pr_25_30_90_16 : Concrete Stair Flight Units
|  |  | D862 : Chateaux |  | Ss_40_40_55_85 : Swinging Equipment Systems | Pr_25_30_90_17 : Concrete Stair Landing Units
|  |  | D863 : Fortified houses |  | Ss_40_40_60 : Pool FfandE Systems | Pr_25_30_90_18 : Concrete Step Units
|  |  | D864 : Other historical houses |  | Ss_40_40_60_15 : Competitive Swimming Pool FfandE Systems | Pr_25_30_90_33 : Glass Stair Treads
|  |  | D868 : Parts of historical residential facilities |  | Ss_40_40_60_25 : Diving Pool FfandE Systems | Pr_25_30_90_36 : Hardwood Stair Treads
|  |  | D87 : Temporary mobile residential facilities |  | Ss_40_40_60_45 : Leisure Swimming Pool FfandE Systems | Pr_25_30_90_63 : Plastics Stair Treads
|  |  | D89 : Other residential facilities |  | Ss_40_40_65 : Public House FfandE Systems | Pr_25_30_90_81 : Softwood Stair Treads
|  |  | D9 : Other facilities |  | Ss_40_40_70 : Restaurant FfandE Systems | Pr_25_30_90_84 : Stone Stair Treads
|  |  | D91 : Circulation |  | Ss_40_40_75 : Sports FfandE Systems | Pr_25_30_90_85 : Stone Step Units
|  |  | D92 : Reception waiting facilities |  | Ss_40_40_75_05 : Basketball Court FfandE Systems | Pr_25_31 : Formless Skin Products
|  |  | D94 : Sanitary changing facilities |  | Ss_40_40_75_20 : Cycle Course FfandE Systems | Pr_25_31_28 : Expanding Foams
|  |  | D941 : Lavatories public conveniences |  | Ss_40_40_75_30 : Football Pitch FfandE Systems | Pr_25_31_28_41 : Intumescent Foam Fillers
|  |  | D942 : Bathrooms washing facilities |  | Ss_40_40_75_35 : Hockey Pitch FfandE Systems | Pr_25_31_28_63 : Phenolic Foam Insulation
|  |  | D943 : Saunas Turkish baths etc. |  | Ss_40_40_75_50 : Multi-Use Games Area FfandE Systems | Pr_25_31_28_65 : Polyisocyanurate (PIR) Foam Insulation
|  |  | D945 : Changing dressing facilities |  | Ss_40_40_75_55 : Netball Court FfandE Systems | Pr_25_31_28_66 : Polyurethane (PUR) Foam Fillers
|  |  | D95 : Cleaning maintenance facilities |  | Ss_40_40_75_75 : Rugby Pitch FfandE Systems | Pr_25_31_28_67 : Polyurethane (PUR) Foam Insulation
|  |  | D951 : Laundries |  | Ss_40_40_75_80 : Skate Park FfandE Systems | Pr_25_31_28_93 : Urea-Formaldehyde Foam (UFF) Insulation
|  |  | D96 : Storage facilities |  | Ss_40_40_75_88 : Tennis Court FfandE Systems | Pr_25_31_28_94 : Vermin- And Insect-Proof Expanding Foams
|  |  | D961 : General purpose storage facilities cloakrooms luggage rooms stock rooms waste storage facilities |  | Ss_40_40_75_90 : Trim Trail FfandE Systems | Pr_25_31_48 : Loose Insulation
|  |  | D962 : Domestic garages sheds etc. |  | Ss_40_40_75_95 : Volleyball Court FfandE Systems | Pr_25_31_48_12 : Cellulose Fibre Loose Insulation
|  |  | D963 : Liquid storage |  | Ss_40_40_80 : Stadium FfandE Systems | Pr_25_31_48_27 : Expanded Cork Loose Insulation
|  |  | D964 : Hot storage |  | Ss_40_40_90 : Theatre FfandE Systems | Pr_25_31_48_28 : Expanded Polystyrene (EPS) Bead Insulation
|  |  | D965 : Cold storage |  | Ss_40_40_95 : Wildlife, Eco Site And Nature Conservation FfandE Systems | Pr_25_31_48_61 : Perlite Loose Insulation
|  |  | D9651 : Refrigerated storage |  | Ss_40_45 : Residential FfandE Systems | Pr_25_31_48_71 : Recycled Paper Loose Insulation
|  |  | D9652 : Deep freeze storage |  | Ss_40_45_10 : Bedroom FfandE Systems | Pr_25_31_48_76 : Sea Grass Loose Insulation
|  |  | D966 : Secure storage |  | Ss_40_45_20 : Dining Room FfandE Systems | Pr_25_31_48_94 : Vermiculite Loose Insulation
|  |  | D97 : Plant control facilities |  | Ss_40_45_25 : External Residential FfandE Systems | Pr_25_57 : Non-Rigid Sheet, Mat And Strip Skin Products
|  |  | D971 : Plant rooms |  | Ss_40_45_50 : Living Room FfandE Systems | Pr_25_57_06 : Batt And Quilt Products
|  |  | D972 : Control rooms |  | Ss_40_45_70 : Residential Kitchen FfandE Systems | Pr_25_57_06_02 : Aerogel Blanket Insulation
|  |  | D973 : Services facilities |  | Ss_40_45_70_20 : Domestic Kitchen FfandE Systems | Pr_25_57_06_15 : Cotton Fibre Batt Insulation
|  |  | E : Construction entities |  | Ss_40_50 : Disposal FfandE Systems | Pr_25_57_06_28 : Felt Backing Insulation
|  |  | E0 : Construction complexes |  | Ss_40_55 : Piped Supply FfandE Systems | Pr_25_57_06_30 : Flexible Glass Wool Mat Insulation
|  |  | E1 : Pavements and landscaping |  | Ss_40_60 : Heating, Cooling And Refrigeration FfandE Systems | Pr_25_57_06_31 : Flexible Rock Wool Mat Insulation
|  |  | E11 : Pavements permanent ways |  | Ss_40_65 : Ventilation And Air Conditioning FfandE Systems | Pr_25_57_06_32 : Formed Recycled Paper Insulation
|  |  | E111 : Rigid pavements |  | Ss_40_70 : Electrical FfandE Systems | Pr_25_57_06_34 : Glass Fibre Insulation
|  |  | E112 : Rigid composite pavements |  | Ss_40_70_65 : Power Station FfandE Systems | Pr_25_57_06_37 : Hemp Fibre Insulation
|  |  | E113 : Flexible pavements |  | Ss_40_75 : Communications, Security, Safety And Protection FfandE Systems | Pr_25_57_06_47 : Lift Car Protective Quilts
|  |  | E114 : Flexible composite pavements |  | Ss_40_75_65 : Postal Sorting Office FfandE Systems | Pr_25_57_06_50 : Metal Mesh-Faced Mineral Wool Mattress Insulation
|  |  | E12 : Hard landscaping |  | Ss_40_80 : Rail FfandE Systems | Pr_25_57_06_51 : Mineral Wool Fire Insulation
|  |  | E13 : Soft landscaping |  | Ss_40_80_60 : Passenger Concourse FfandE Systems | Pr_25_57_06_52 : Mineral Wool Flexible Insulation
|  |  | E2 : Tunnels shafts cuttings |  | Ss_40_81 : Road FfandE Systems | Pr_25_57_06_53 : Mineral Wool Resilient Layer Sound Insulation
|  |  | E21 : Tunnels |  | Ss_40_81_33 : Garage FfandE Systems | Pr_25_57_06_54 : Mineral Wool Resilient Strip Sound Insulation
|  |  | E211 : Adits |  | Ss_40_81_60 : Parking FfandE Systems | Pr_25_57_06_55 : Multifoil Blanket Insulation
|  |  | E212 : Pilot tunnels |  | Ss_40_81_72 : Road FfandE Systems | Pr_25_57_06_76 : Sheep Wool Insulation
|  |  | E213 : Immersed tube tunnels |  | Ss_40_81_72_10 : Car Park Equipment Systems | Pr_25_57_06_97 : Wood Fibre Batt Insulation
|  |  | E214 : Headings |  | Ss_40_82 : Marine And Waterway FfandE Systems | Pr_25_57_21 : Damp-Proof Courses And Cavity Trays
|  |  | E22 : Shafts |  | Ss_40_82_95 : Waterside FfandE Systems | Pr_25_57_21_06 : Bitumen-Based Damp-Proof Courses And Cavity Trays
|  |  | E23 : Cuttings |  | Ss_40_83 : Cable Transport FfandE Systems | Pr_25_57_21_08 : Bitumen Polymer Damp-Proof Courses And Cavity Trays
|  |  | E3 : Embankments retaining walls etc. |  | Ss_40_84 : Aerospace FfandE Systems | Pr_25_57_21_12 : Cavity Closer And Damp-Proof Course Supports
|  |  | E31 : Embankments |  | Ss_40_85 : Process Engineering FfandE Systems | Pr_25_57_21_13 : Clay Brick Damp-Proof Courses
|  |  | E32 : Retaining and protecting walls |  | Ss_40_90 : General Finishing Systems | Pr_25_57_21_14 : Cold-Applied Roofing Membrane Adhesive Damp-Proof Course Joint Sealers
|  |  | E321 : Retaining walls |  | Ss_40_90_05 : Anodizing Systems | Pr_25_57_21_16 : Coping Or Capping Damp-Proof Courses
|  |  | E322 : Protecting walls |  | Ss_40_90_05_05 : Aluminium Anodic Coating Systems | Pr_25_57_21_18 : Copper Damp-Proof Courses And Cavity Trays
|  |  | E33 : Dams |  | Ss_40_90_35 : Hot Dip Galvanizing Systems | Pr_25_57_21_27 : Ethylene Propylene (EP) Damp-Proof Courses And Cavity Trays
|  |  | E331 : Embankment dams |  | Ss_40_90_40 : Intumescent Coating Systems | Pr_25_57_21_33 : Gas Resistant Preformed Cavity Trays
|  |  | E3311 : Earth dams |  | Ss_40_90_40_40 : Intumescent Casting Systems | Pr_25_57_21_34 : Gas Resistant Preformed Cavity Trays And Cloaks
|  |  | E3312 : Rock fill dams |  | Ss_40_90_40_42 : Intumescent Coating Systems | Pr_25_57_21_42 : Insertion Cavity Trays
|  |  | E3313 : Hydraulic fill dams |  | Ss_40_90_60 : Painting And Clear Finishing Systems | Pr_25_57_21_45 : Gas-Resistant Damp-Proof Courses
|  |  | E332 : Gravity dams |  | Ss_40_90_60_05 : Anti-Graffiti Coating Systems | Pr_25_57_21_46 : Granite Damp-Proof Courses
|  |  | E3321 : Gabion dams |  | Ss_40_90_60_20 : Decorative Varnish Or Lacquer Systems | Pr_25_57_21_48 : Lead Damp-Proof Courses And Cavity Trays
|  |  | E3322 : Crib dams |  | Ss_40_90_60_22 : Decorative Wood Stain Or Dye Systems | Pr_25_57_21_50 : Mastic Asphalt (MA) Damp-Proof Courses
|  |  | E333 : Gravity arch dams |  | Ss_40_90_60_55 : Multi-Colour Coating Systems | Pr_25_57_21_61 : Pitch Polymer Damp-Proof Courses And Cavity Trays
|  |  | E334 : Arch dams |  | Ss_40_90_60_60 : Oil Gilding Systems | Pr_25_57_21_63 : Polyethylene (PE) Damp-Proof Courses And Cavity Trays
|  |  | E335 : Buttress dams |  | Ss_40_90_60_65 : Plastic Texture Coating Systems | Pr_25_57_21_64 : Polypropylene (PP) Damp-Proof Courses And Cavity Trays
|  |  | E3351 : Arch buttress dams |  | Ss_40_90_60_80 : Solvent-Borne Paint Systems | Pr_25_57_21_65 : Preformed Cavity Trays
|  |  | E3352 : Flat slab buttress dams |  | Ss_40_90_60_85 : Special Coating Systems | Pr_25_57_21_66 : Preformed Cavity Trays And Cloaks
|  |  | E3353 : Solid head buttress dams |  | Ss_40_90_60_95 : Water-Borne Paint Systems | Pr_25_57_21_72 : Slate Damp-Proof Courses
|  |  | E4 : Tanks silos etc. |  | Ss_40_90_65 : Powder Coating Systems | Pr_25_57_51 : Membranes, Liners, Flexible Sheets And Fabrics
|  |  | E41 : Containers for gases |  | Ss_40_90_65_05 : Aluminium Powder Coating Systems | Pr_25_57_51_02 : Acrylonitrile Butadiene Styrene (ABS) Studded Membranes
|  |  | E42 : Tanks for liquids |  | Ss_40_90_65_85 : Steel Powder Coating Systems | Pr_25_57_51_07 : Bitumen Sheet Root Barriers
|  |  | E43 : Silos |  | Ss_40_90_75 : Services Painting Systems | Pr_25_57_51_09 : Building Papers
|  |  | E5 : Bridges viaducts |  | Ss_40_90_95 : Wood Preservative And Fire Retardant Treatment Systems | Pr_25_57_51_11 : Capillary Fleeces
|  |  | E51 : Bridges by material of construction |  | Ss_40_90_95_30 : Fire Retardant Treatment System | Pr_25_57_51_13 : Cellulose Fibre Breather Membranes
|  |  | E511 : Steel girder bridges |  | Ss_40_90_95_65 : Preservative Treatment System | Pr_25_57_51_34 : Glass Fibre Fleeces
|  |  | E5111 : Steel simple beam bridges |  | Ss_40_95 : Temporary Signage And FfandE Systems | Pr_25_57_51_35 : Glass-Reinforced Plastics (GRP) Sheet Liners
|  |  | E5112 : Steel lattice girder bridges |  | Ss_45 : Flora And Fauna Systems | Pr_25_57_51_36 : High-Density Polyethylene (PE-HD) Studded Sheets
|  |  | E5113 : Steel truss bridges |  | Ss_45_05 : Ecosystems | Pr_25_57_51_37 : High-Density Polyethylene (PE-HD) Vapour Barriers
|  |  | E5114 : Steel box girder bridges |  | Ss_45_10 : Flora And Fauna Control Systems | Pr_25_57_51_48 : Low-Density Polyethylene (PE-LD) Vapour Barriers
|  |  | E512 : Concrete girder bridges |  | Ss_45_10_10 : Bird And Vermin Control Systems | Pr_25_57_51_62 : Polyester (PET) Fibre Fleeces
|  |  | E5121 : Post-tensioned concrete girder bridges |  | Ss_45_10_10_10 : Bird Control Systems | Pr_25_57_51_63 : Polyethylene (PE) Breather Membranes
|  |  | E5122 : Pre-tensioned concrete girder bridges |  | Ss_45_10_10_40 : Insect Control Systems | Pr_25_57_51_64 : Polyethylene (PE) Composite Gas-Retardant Sheets
|  |  | E5123 : Concrete girder bridges with no pre-stressing |  | Ss_45_10_10_72 : Rodent Control Systems | Pr_25_57_51_65 : Polyethylene (PE) Sheet Root Barriers
|  |  | E513 : Wooden bridges |  | Ss_45_10_40 : Invasive Microbial And Invertebrate Control Systems | Pr_25_57_51_66 : Polyolefin (PO) Breather Membranes
|  |  | E514 : Masonry bridges |  | Ss_45_10_40_40 : Invertebrate Control Systems | Pr_25_57_51_67 : Polypropylene (PP) Breather Membranes
|  |  | E518 : Composite bridges |  | Ss_45_10_40_50 : Microbial Control Systems | Pr_25_57_51_68 : Polypropylene (PP) Studded Sheets
|  |  | E519 : Other |  | Ss_45_30 : Aquatic Flora Systems | Pr_25_57_51_70 : Reinforced Bitumen Membrane Slip Planes
|  |  | E52 : Simple span bridges |  | Ss_45_30_05 : Aquatic And Marginal Planting Systems | Pr_25_57_51_72 : Reinforced Bitumen Membrane Vapour Control Layers
|  |  | E53 : Cantilever bridges |  | Ss_45_30_05_05 : Aquatic Planting Systems | Pr_25_57_51_77 : Sheathing Felts
|  |  | E54 : Cable stayed bridges |  | Ss_45_30_05_50 : Marginal Planting Systems | Pr_25_57_56 : Netting And Non-Reinforcement Mesh
|  |  | E55 : Suspension bridges |  | Ss_45_30_05_70 : Reedbed Planting Systems | Pr_25_57_56_07 : Bird Deterrent Nets
|  |  | E56 : Arch bridges |  | Ss_45_30_40 : Hydroponic Planting Systems | Pr_25_57_56_14 : Cleft Chestnut Palisade Rolls
|  |  | E561 : Masonry arch bridges |  | Ss_45_35 : Ground-Based Flora Systems | Pr_25_57_56_15 : Continuous Chain Link Metal Mesh
|  |  | E562 : Concrete arch bridges |  | Ss_45_35_05 : Amenity And Ornamental Planting Systems | Pr_25_57_56_16 : Coarse Woven Plastics Mesh
|  |  | E563 : Steel arch bridges |  | Ss_45_35_05_08 : Bed-Planted Annual, Perennial And Bulb Systems | Pr_25_57_56_27 : Expanded Metal Mesh
|  |  | E57 : Movable bridges |  | Ss_45_35_05_35 : Grass-Planted Bulb And Wildflower Systems | Pr_25_57_56_28 : Extruded Plastics Mesh
|  |  | E571 : Drawbridges |  | Ss_45_35_05_62 : Pit-Planted Climber Systems | Pr_25_57_56_29 : Fine Woven Plastics Mesh
|  |  | E572 : Bascules |  | Ss_45_35_05_64 : Pit-Planted Perennial Systems | Pr_25_57_56_34 : Glass Fibre Mesh
|  |  | E573 : Vertical lift bridges |  | Ss_45_35_05_66 : Pit-Planted Semi-Mature Tree Systems | Pr_25_57_56_52 : Metallic Nets
|  |  | E574 : Swing bridges |  | Ss_45_35_05_67 : Pit-Planted Small Tree And Shrub Systems | Pr_25_57_56_56 : Natural Nets
|  |  | E575 : Retractable bridges |  | Ss_45_35_08 : Biodiversity And Environmental Conservation Systems | Pr_25_57_56_61 : Perforated Metal Mesh
|  |  | E576 : Floating bridges |  | Ss_45_35_08_35 : Habitat Creation Systems | Pr_25_57_56_64 : Plastics Nets
|  |  | E577 : Transporter bridges |  | Ss_45_35_08_37 : Habitat Management And Enhancement Systems | Pr_25_57_56_85 : Spun-Bonded Plastics Mesh
|  |  | E58 : Bridges by what carried |  | Ss_45_35_08_38 : Habitat Protection Systems | Pr_25_57_56_95 : Welded Metal Mesh
|  |  | E581 : Foot bridges |  | Ss_45_35_08_85 : Species Protection Systems | Pr_25_57_56_96 : Wire Netting
|  |  | E582 : Bridges carrying buildings |  | Ss_45_35_30 : Forestry, Biomass, Hedging And Roadside Planting Systems | Pr_25_57_56_97 : Woven Metal Mesh
|  |  | E583 : Bridges carrying pipes or cables |  | Ss_45_35_30_40 : Hydraulic Seeded Tree And Shrub Systems | Pr_25_57_81 : Sports Netting
|  |  | E59 : Bridges by geometry and scale other types of bridges |  | Ss_45_35_30_55 : Notch-Planted Tree And Shrub Systems | Pr_25_57_81_04 : Archery Nets
|  |  | E591 : Skew bridges |  | Ss_45_35_30_62 : Pit-Planted Tree And Shrub Systems | Pr_25_57_81_06 : Badminton Nets
|  |  | E592 : Curved bridges |  | Ss_45_35_30_72 : Ridge And Furrow-Planted Tree And Shrub Systems | Pr_25_57_81_14 : Climbing Nets
|  |  | E593 : Large span bridges |  | Ss_45_35_30_75 : Seeded Tree And Shrub Systems | Pr_25_57_81_24 : Driving Range Nets
|  |  | E594 : Multi-span bridges |  | Ss_45_35_30_90 : Trench-Planted Tree And Shrub Systems | Pr_25_57_81_31 : Football Nets
|  |  | E595 : Through-girder bridges |  | Ss_45_35_45 : Lawn And Meadow Planting Systems | Pr_25_57_81_34 : Golf Course Nets
|  |  | E599 : Other types of bridges |  | Ss_45_35_45_05 : Amenity Grass Maintenance Systems | Pr_25_57_81_85 : Stadium Nets
|  |  | E6 : Towers superstructures (excluding building |  | Ss_45_35_45_33 : Grass And Wildflower Seeding Systems | Pr_25_57_81_87 : Tennis Nets
|  |  | E61 : Towers |  | Ss_45_35_45_35 : Grass Seeding Systems | Pr_25_57_81_95 : Volleyball Nets
|  |  | E62 : Gantries |  | Ss_45_35_45_40 : Hydraulic Seeding Systems | Pr_25_71 : Rigid Board, Panel And Sheet Products
|  |  | E63 : Chimneys (free standing) |  | Ss_45_35_45_62 : Plastics Paving And Turf Systems | Pr_25_71_14 : Cladding And Lining Panels
|  |  | E64 : Cooling towers |  | Ss_45_35_45_65 : Pre-Seeded Mat Systems | Pr_25_71_14_01 : Aggregate-Faced Glass Reinforced Plastics (GRP) Panels
|  |  | E65 : Lattice towers pylons |  | Ss_45_35_45_70 : Reinforced Grass Planting Systems | Pr_25_71_14_02 : Aluminium Cassette Panels
|  |  | E66 : Masts |  | Ss_45_35_45_90 : Turf Planting Systems | Pr_25_71_14_05 : Aluminium Composite Material (ACM) Panels
|  |  | E7 : Pipelines ducts cables and channels |  | Ss_45_35_95 : Vegetation Control Systems | Pr_25_71_14_06 : Aluminium Infill Panels
|  |  | E71 : Pipelines |  | Ss_45_35_95_80 : Site Vegetation Control System | Pr_25_71_14_11 : Carbon Steel Composite External Panels
|  |  | E72 : Cables power lines |  | Ss_45_35_95_82 : Selective Vegetation Control System | Pr_25_71_14_12 : Carbon Steel Composite Internal Panels
|  |  | E73 : Ducts |  | Ss_45_35_95_95 : Waterborne Vegetation Control System | Pr_25_71_14_13 : Carbon Steel Composite Panels
|  |  | E731 : Duct networks |  | Ss_45_40 : Artificially Supported Flora Systems | Pr_25_71_14_14 : Carbon Steel Infill Panels
|  |  | E732 : Jointing chambers |  | Ss_45_40_28 : External Container Planting Systems | Pr_25_71_14_15 : Ceramic Panels
|  |  | E733 : Cable tunnels |  | Ss_45_40_28_32 : Ground Level External Container Planting Systems | Pr_25_71_14_16 : Column Casings
|  |  | E734 : Cable ways |  | Ss_45_40_28_35 : Hanging External Container Planting Systems | Pr_25_71_14_17 : Composite External Metal Panels
|  |  | E74 : Manholes chambers |  | Ss_45_40_28_85 : Sub-Ground Level External Container Planting Systems | Pr_25_71_14_18 : Composite Internal Metal Panels
|  |  | E75 : Channels trenches ditches etc. |  | Ss_45_40_35 : Green Roof Systems | Pr_25_71_14_19 : Composite Stone Panels
|  |  | E8 : Buildings |  | Ss_45_40_35_28 : Extensive Green Roof Systems | Pr_25_71_14_20 : Compressed Rock Fibre Panels
|  |  | E81 : Buildings defined by height and number of storeys |  | Ss_45_40_35_40 : Intensive Green Roof Systems | Pr_25_71_14_30 : Fibre Cement Panels
|  |  | E811 : Single storey buildings |  | Ss_45_40_35_75 : Simple Intensive Green Roof Systems | Pr_25_71_14_31 : Fireproof Casings
|  |  | E812 : Two storey buildings |  | Ss_45_40_40 : Internal Container Planting Systems | Pr_25_71_14_34 : Glass Reinforced Plastics (GRP) Panels
|  |  | E813 : Three storey buildings |  | Ss_45_40_40_32 : Ground Level Internal Container Planting Systems | Pr_25_71_14_56 : Natural Stone Panels
|  |  | E819 : Tall buildings skyscrapers |  | Ss_45_40_40_35 : Hanging Internal Container Planting Systems | Pr_25_71_14_62 : Plastics Sheet Wall Claddings
|  |  | E82 : Buildings defined by relationship with adjacent buildings |  | Ss_45_40_95 : Vertical Planting Systems | Pr_25_71_14_65 : Pre-Weathered Zinc Cassette Panels
|  |  | E821 : Detached buildings |  | Ss_45_40_95_08 : Biofiltration Vertical Planting Systems | Pr_25_71_14_82 : Stainless Steel Cassette Panels
|  |  | E822 : Semi-detached buildings |  | Ss_45_40_95_52 : Membranous Vertical Planting Systems | Pr_25_71_14_83 : Stainless Steel Composite External Panels
|  |  | E823 : Linked and lean-to buildings |  | Ss_45_40_95_54 : Modular Unit Vertical Planting Systems | Pr_25_71_14_84 : Stainless Steel Composite Internal Panels
|  |  | E824 : Terraces and parades |  | Ss_45_50 : Artificial Flora Systems | Pr_25_71_14_85 : Stainless Steel Composite Panels
|  |  | E825 : Infill buildings |  | Ss_45_50_05 : Artificial Planting Systems | Pr_25_71_14_86 : Stainless Steel Infill Panels
|  |  | E826 : Buildings constructed over something air rights buildings |  | Ss_45_50_05_40 : Internal Artificial Planting Systems | Pr_25_71_14_88 : Terracotta Panels
|  |  | E83 : Buildings defined by special form of construction |  | Ss_45_60 : Avian Fauna Systems | Pr_25_71_14_98 : Wood Fibre-Reinforced Thermosetting Resin External Panels
|  |  | E831 : Structures with cable tensioned fabric roofs |  | Ss_45_65 : Insectile Fauna Systems | Pr_25_71_29 : Falsework And Formwork
|  |  | E832 : Buildings with retractable roofs |  | Ss_45_70 : Mammalian Fauna Systems | Pr_25_71_29_04 : Architectural Finish Permanent Formwork Linings
|  |  | E833 : Long-span large volume buildings supersheds |  | Ss_45_70_05 : Animal Conservation Systems | Pr_25_71_29_11 : Carbon Steel Permanent Joint Formers
|  |  | E834 : System-built buildings volumetric buildings |  | Ss_45_70_05_82 : Species Introduction Systems | Pr_25_71_29_14 : Collapsible Board Substructure Formwork
|  |  | E835 : Timber framed buildings and other structures |  | Ss_45_70_05_85 : Species Protection Systems | Pr_25_71_29_15 : Collapsible Board Substructure Formwork
|  |  | E84 : Intelligent buildings |  | Ss_45_75 : Piscine Fauna Systems | Pr_25_71_29_16 : Compressible Board Substructure Formwork
|  |  | E85 : Mobile demountable temporary floating buildings |  | Ss_45_80 : Reptilian Fauna Systems | Pr_25_71_29_17 : Concrete Permanent Side Forms
|  |  | E851 : Mobile buildings |  | Ss_45_85 : Artificial Fauna Systems | Pr_25_71_29_28 : Expanded Carbon Steel Mesh Formwork
|  |  | E852 : Demountable buildings |  | Ss_45_95 : Temporary Flora And Fauna Systems | Pr_25_71_29_37 : High Density Expanded Polystyrene (HDPS) Ventilated Substructure Formwork
|  |  | E853 : Temporary buildings |  | Ss_50 : Disposal Systems | Pr_25_71_29_62 : Permanent Insulation Formwork (PIF)
|  |  | E854 : Floating buildings |  | Ss_50_10 : Gas Waste Collection And Distribution Systems | Pr_25_71_29_64 : Permanent Timber Formwork
|  |  | E86 : Underground buildings and other structures |  | Ss_50_10_45 : Landfill Gas Collection And Distribution Systems | Pr_25_71_29_72 : Ribbed Carbon Steel Mesh Formwork
|  |  | E89 : Other types of buildings |  | Ss_50_10_95 : Waste Gas Collection And Distribution Systems | Pr_25_71_29_86 : Suspended In Situ Concrete Construction Permanent Insulation Formwork (PIF)
[5 empty] | Ss_50_20 : Non-Aqueous Liquid Waste Collection And Distribution Systems | Pr_25_71_33 : Glass And Glazing Sheets And Profiles
[5 empty] | Ss_50_20_45 : Landfill Liquid Collection And Distribution Systems | Pr_25_71_33_02 : Annealed Glass Sheets
[5 empty] | Ss_50_20_90 : Waste Liquid Fuel Collection And Distribution Systems | Pr_25_71_33_16 : Corrugated Wired Glass Sheets
[5 empty] | Ss_50_20_95 : Waste Process Liquid Collection And Distribution Systems | Pr_25_71_33_33 : Glass Beams
[5 empty] | Ss_50_30 : Water Waste (drainage) Collection And Distribution Systems | Pr_25_71_33_34 : Glass Fins
[5 empty] | Ss_50_30_02 : Above-Ground Rainwater Drainage Systems | Pr_25_71_33_37 : Heat Strengthened Glass Sheets
[5 empty] | Ss_50_30_02_28 : External Gravity Rainwater Drainage Systems | Pr_25_71_33_42 : Insulated Glass Units (IGUs)
[5 empty] | Ss_50_30_02_40 : Internal Gravity Rainwater Drainage Systems | Pr_25_71_33_46 : Laminated Glass Sheets
[5 empty] | Ss_50_30_02_65 : Pressure-Assisted Full Bore Rainwater Drainage Systems | Pr_25_71_33_47 : Lead And X-Ray Glass Sheets
[5 empty] | Ss_50_30_02_80 : Siphonic Full Bore Rainwater Drainage Systems | Pr_25_71_33_65 : Polycarbonate Glazing Sheets
[5 empty] | Ss_50_30_04 : Above-Ground Waste Water Drainage Systems | Pr_25_71_33_77 : Sealed Insulated Glass Units
[5 empty] | Ss_50_30_04_05 : Basement Waste Water Drainage Systems | Pr_25_71_33_84 : Stained Glass Sheets
[5 empty] | Ss_50_30_04_15 : Commercial Catering Waste Water Drainage Systems | Pr_25_71_33_88 : Thermally Toughened Glass Sheets
[5 empty] | Ss_50_30_04_95 : Waste Water External Stack Above-Ground Drainage Systems | Pr_25_71_33_92 : U-Profiled Glass Channels
[5 empty] | Ss_50_30_04_97 : Waste Water Internal Stack Above-Ground Drainage Systems | Pr_25_71_33_97 : Wired Glass Sheets
[5 empty] | Ss_50_30_06 : Below-Ground Drainage Inspection Systems | Pr_25_71_42 : Infill Panels
[5 empty] | Ss_50_30_06_06 : Brick Manhole Systems | Pr_25_71_42_12 : Cement-Bonded Wood-Wool Infill Panels
[5 empty] | Ss_50_30_06_08 : Brick Shallow Inspection Chamber Systems | Pr_25_71_42_52 : Metal Tray Infill Panels
[5 empty] | Ss_50_30_06_10 : Brick Shallow Silt Trap And Flow Control Chamber Systems | Pr_25_71_42_54 : Mineral Fibre Infill Panels
[5 empty] | Ss_50_30_06_12 : Concrete Deep Manhole Systems | Pr_25_71_42_59 : Open-Cell Infill Panels
[5 empty] | Ss_50_30_06_14 : Concrete Manhole Systems | Pr_25_71_42_60 : Panel Diffuser Infill Panels
[5 empty] | Ss_50_30_06_16 : Concrete Shallow Inspection Chamber Systems | Pr_25_71_42_63 : Plastics-Faced Gypsum Plasterboard Infill Panels
[5 empty] | Ss_50_30_06_18 : Concrete Silt Trap And Flow Control Chamber Systems | Pr_25_71_42_70 : Raised Access Floor Panels
[5 empty] | Ss_50_30_06_62 : Plastics Deep Non-Entry Inspection Chamber Systems | Pr_25_71_42_71 : Resin-Bonded Mineral Wool Infill Panels
[5 empty] | Ss_50_30_06_64 : Plastics Distribution And Sampling Chamber Systems | Pr_25_71_42_73 : Rigid Urethane Foam Infill Panels
[5 empty] | Ss_50_30_06_66 : Plastics Shallow Inspection Chamber Systems | Pr_25_71_42_94 : Veneered Wood-Composite Infill Panels
[5 empty] | Ss_50_30_08 : Below-Ground Gravity Drainage Systems | Pr_25_71_43 : Interior Linings
[5 empty] | Ss_50_30_08_15 : Combined Below-Ground Drainage Pipeline Systems | Pr_25_71_43_33 : Glass-Reinforced Plastics (GRP) Ceilings
[5 empty] | Ss_50_30_08_30 : Foul Waste Water Below-Ground Drainage Pipeline Systems | Pr_25_71_43_34 : Glass-Reinforced Plastics (GRP) Linings
[5 empty] | Ss_50_30_08_85 : Surface Water Below-Ground Drainage Pipeline Systems | Pr_25_71_43_62 : Plastics Linings
[5 empty] | Ss_50_30_10 : Below-Ground Pumped Drainage Systems | Pr_25_71_43_64 : Polyester Resin Interiors
[5 empty] | Ss_50_30_10_06 : Below-Ground Private Packaged Pumping Station And Pressure Pipeline Drainage Systems | Pr_25_71_43_65 : Polypropylene (PP) Shells
[5 empty] | Ss_50_30_45 : Land Drainage Systems | Pr_25_71_44 : Joint Fillers
[5 empty] | Ss_50_30_45_08 : Blanket Drain Land Drainage Systems | Pr_25_71_44_06 : Bitumen-Impregnated Softboard Joint Fillers
[5 empty] | Ss_50_30_45_20 : Culvert Land Drainage Systems | Pr_25_71_44_15 : Cork Board Joint Fillers
[5 empty] | Ss_50_30_45_30 : Filter Drain Land Drainage Systems | Pr_25_71_44_28 : Extruded Polyethylene (PE) Foam Joint Fillers
[5 empty] | Ss_50_30_45_32 : Fin Drain Piped Land Drainage Systems | Pr_25_71_44_53 : Mineral Fibre Joint Fillers
[5 empty] | Ss_50_30_45_53 : Mole Or Subsoiling Drain Land Drainage Systems | Pr_25_71_50 : Metal Panels
[5 empty] | Ss_50_30_45_55 : Narrow Slot Fin Drain Land Drainage Systems | Pr_25_71_50_01 : Aluminium Framed Expanded Mesh Panels
[5 empty] | Ss_50_30_45_75 : Slitting Or Grooving Land Drainage Systems | Pr_25_71_50_03 : Aluminium Framed Sheet Panels
[5 empty] | Ss_50_30_45_85 : Subsoil Drainage Pipe Drain Systems | Pr_25_71_50_05 : Aluminium Framed Vertical Bar Panels
[5 empty] | Ss_50_30_45_90 : Trenchless Drain Land Drainage Systems | Pr_25_71_50_11 : Carbon Steel Framed Expanded Mesh Panels
[5 empty] | Ss_50_30_65 : Pressure Relief Drainage Systems | Pr_25_71_50_12 : Carbon Steel Framed Sheet Panels
[5 empty] | Ss_50_30_65_08 : Blanket Drain Pressure Relief Systems | Pr_25_71_50_13 : Carbon Steel Framed Vertical Bar And Rail Panels
[5 empty] | Ss_50_30_65_30 : Filter Drain Pressure Relief Systems | Pr_25_71_50_14 : Carbon Steel Framed Vertical Bar Panels
[5 empty] | Ss_50_30_65_35 : Geocomposite Sheet Fin Drain Pressure Relief Systems | Pr_25_71_50_15 : Carbon Steel Framed Vertical Section Panels
[5 empty] | Ss_50_30_80 : Storm Water Gravity Drainage Systems | Pr_25_71_50_16 : Carbon Steel Framed Welded Mesh Panels
[5 empty] | Ss_50_30_82 : Surface And Waste Water Gravity Drainage Systems | Pr_25_71_50_17 : Carbon Steel Palisade Fence Panels
[5 empty] | Ss_50_30_85 : Surface And Waste Water Pumped Drainage Systems | Pr_25_71_50_18 : Carbon Steel Vertical Section And Rail Panels
[5 empty] | Ss_50_40 : Solid Waste Collection And Distribution Systems | Pr_25_71_50_19 : Carbon Steel Welded Hurdles
[5 empty] | Ss_50_50 : Gas Waste Storage, Treatment And Disposal Systems | Pr_25_71_50_20 : Cast Iron Vertical Bar And Rail Panels
[5 empty] | Ss_50_50_45 : Landfill Gas Disposal Systems | Pr_25_71_50_21 : Composite Fence Panels
[5 empty] | Ss_50_50_95 : Waste Gas Treatment And Disposal Systems | Pr_25_71_50_81 : Stainless Steel Framed Expanded Mesh Panels
[5 empty] | Ss_50_60 : Non-Aqueous Liquid Waste Storage, Treatment And Disposal Systems | Pr_25_71_50_82 : Stainless Steel Framed Sheet Panels
[5 empty] | Ss_50_60_45 : Landfill Liquid Disposal Systems | Pr_25_71_50_83 : Stainless Steel Framed Vertical Bar Panels
[5 empty] | Ss_50_60_90 : Waste Liquid Fuel Storage And Treatment Systems | Pr_25_71_50_84 : Stainless Steel Vertical Bar And Rail Panels
[5 empty] | Ss_50_60_95 : Waste Process Liquid Storage And Treatment Systems | Pr_25_71_50_85 : Stainless Steel Welded Mesh Panels
[5 empty] | Ss_50_70 : Water Waste (drainage) Storage, Treatment And Disposal Systems | Pr_25_71_50_86 : Stainless Steel Welded Hurdles
[5 empty] | Ss_50_70_05 : Below-Ground Private Drainage Disposal Systems | Pr_25_71_50_96 : Wrought Iron Decorative Framed Panels
[5 empty] | Ss_50_70_05_20 : Domestic Waste Water Below-Ground Drainage Field Systems | Pr_25_71_50_97 : Wrought Iron Framed Vertical Bar Panels
[5 empty] | Ss_50_70_05_22 : Domestic Waste Water Below-Ground Drainage Packaged Grease Trap Systems | Pr_25_71_50_98 : Wrought Iron Vertical Bar And Rail Panels
[5 empty] | Ss_50_70_05_23 : Domestic Waste Water Below-Ground Drainage Private Packaged Septic Tank Systems | Pr_25_71_51 : Metal Sheets And Strips
[5 empty] | Ss_50_70_05_24 : Domestic Waste Water Below-Ground Drainage Private Packaged Sewage Treatment Systems | Pr_25_71_51_01 : Aluminium Sheets, Strips And Plates
[5 empty] | Ss_50_70_05_25 : Domestic Waste Water Below-Ground Drainage Private Packaged Storage Tank Systems (cesspools) | Pr_25_71_51_02 : Aluminium Long Strips
[5 empty] | Ss_50_70_05_79 : Surface Water Below-Ground Drainage Concrete Soakaway Systems | Pr_25_71_51_03 : Aluminium Profiled Sheets
[5 empty] | Ss_50_70_05_80 : Surface Water Below-Ground Drainage Granular Fill Soakaway Systems | Pr_25_71_51_04 : Aluminium Profiled Sheet Decking
[5 empty] | Ss_50_70_05_81 : Surface Water Below-Ground Drainage Modular Plastics Attenuation Or Storage Tank Systems | Pr_25_71_51_05 : Aluminium Sheets
[5 empty] | Ss_50_70_05_82 : Surface Water Below-Ground Drainage Modular Plastics Soakaway Systems | Pr_25_71_51_11 : Carbon Steel Linings
[5 empty] | Ss_50_70_05_83 : Surface Water Below-Ground Drainage Packaged Oil And Petrol Interceptor Systems | Pr_25_71_51_12 : Carbon Steel Pressed Panels
[5 empty] | Ss_50_70_05_84 : Surface Water Below-Ground Drainage Packaged Silt Trap Systems | Pr_25_71_51_13 : Carbon Steel Profiled Sheets
[5 empty] | Ss_50_70_05_85 : Surface Water Below-Ground Drainage Rigid Attenuation Or Storage Tank Systems | Pr_25_71_51_14 : Carbon Steel Sheet Walkway Reinforcement
[5 empty] | Ss_50_70_05_86 : Surface Water Below-Ground Drainage Wet Well Systems | Pr_25_71_51_15 : Carbon Steel Sheets
[5 empty] | Ss_50_70_05_95 : Waste Water Below-Ground Drainage Outfall Systems | Pr_25_71_51_16 : Copper Long Strips
[5 empty] | Ss_50_70_83 : Surface Water Tank Systems | Pr_25_71_51_17 : Copper Sheets
[5 empty] | Ss_50_70_85 : Sustainable Drainage Systems (SuDS) | Pr_25_71_51_38 : Hollow-Core Metal Sheets
[5 empty] | Ss_50_70_85_85 : Sustainable Drainage Systems | Pr_25_71_51_46 : Lead Machine Cast Sheets
[5 empty] | Ss_50_70_95 : Waste Water Lagoon Systems | Pr_25_71_51_47 : Lead Rolled Sheets
[5 empty] | Ss_50_70_96 : Waste Water Outfall Systems | Pr_25_71_51_52 : Metal Profiled Sheets
[5 empty] | Ss_50_70_97 : Waste Water Tank Systems | Pr_25_71_51_83 : Stainless Steel Sheets, Strips And Plates
[5 empty] | Ss_50_80 : Solid Waste Storage, Treatment And Disposal Systems | Pr_25_71_51_84 : Stainless Steel Long Strips And Sheets
[5 empty] | Ss_50_80_40 : Incinerator Systems | Pr_25_71_51_85 : Stainless Steel Profiled Sheets
[5 empty] | Ss_50_80_80 : Solid Waste Compacting Systems | Pr_25_71_51_86 : Stainless Steel Sheets
[5 empty] | Ss_50_80_82 : Solid Waste Sorting Systems | Pr_25_71_51_98 : Zinc Sheets
[5 empty] | Ss_50_95 : Temporary Disposal Systems | Pr_25_71_51_99 : Zinc Strips
[5 empty] | Ss_55 : Piped Supply Systems | Pr_25_71_52 : Mineral-Based Boards And Sheets
[5 empty] | Ss_55_05 : Gas Extraction, Treatment And Storage Systems | Pr_25_71_52_11 : Carbon-Neutral Gypsum Plasterboards
[5 empty] | Ss_55_05_75 : Gas Storage Tank Systems | Pr_25_71_52_12 : Carbon Steel-Faced Plasterboard Panels
[5 empty] | Ss_55_05_85 : Gas Treatment Systems | Pr_25_71_52_13 : Cellular Glass Insulation Boards
[5 empty] | Ss_55_05_95 : Gas Well Systems | Pr_25_71_52_15 : Compressed Mineral Wool Fire Protection Boards
[5 empty] | Ss_55_10 : Liquid Fuel Extraction, Treatment And Storage Systems | Pr_25_71_52_16 : Compressed Mineral Wool Slab Insulation
[5 empty] | Ss_55_10_75 : Liquid Fuel Storage Tank Systems | Pr_25_71_52_17 : Compressed Vermiculite Fire Protection Boards
[5 empty] | Ss_55_10_85 : Liquid Fuel Treatment Systems | Pr_25_71_52_21 : Enhanced-Strength Gypsum Plasterboards
[5 empty] | Ss_55_10_95 : Liquid Fuel Well Systems | Pr_25_71_52_22 : Expanded Perlite Boards
[5 empty] | Ss_55_15 : Water Extraction, Treatment And Storage Systems | Pr_25_71_52_23 : Fibre-Reinforced Calcium Silicate Boards
[5 empty] | Ss_55_15_70 : Water Reservoir Systems | Pr_25_71_52_24 : Fibre-Reinforced Calcium Silicate Fire Protection Boards
[5 empty] | Ss_55_15_75 : Water Storage Tank Systems | Pr_25_71_52_25 : Fibre-Reinforced Cement Boards
[5 empty] | Ss_55_15_85 : Water Treatment Systems | Pr_25_71_52_26 : Fibre-Reinforced Cement Profiled Sheets
[5 empty] | Ss_55_15_95 : Water Well Systems | Pr_25_71_52_27 : Fibre-Reinforced Cement Sheets
[5 empty] | Ss_55_20 : Gas Distribution And Supply Systems | Pr_25_71_52_28 : Fibre-Reinforced Cement Weatherboards
[5 empty] | Ss_55_20_15 : Compressed Air Supply Systems | Pr_25_71_52_29 : Fibre-Reinforced Gypsum Boards
[5 empty] | Ss_55_20_15_42 : Industrial Compressed Air Supply Systems | Pr_25_71_52_30 : Fibre-Reinforced Gypsum Floor Boards
[5 empty] | Ss_55_20_15_46 : Laboratory Compressed Air Supply Systems | Pr_25_71_52_31 : Fibre-Reinforced Magnesium Silicate Boards
[5 empty] | Ss_55_20_15_51 : Medical Compressed Air Supply Systems | Pr_25_71_52_32 : Filled Fibre-Reinforced Calcium Silicate Fire Protection Boards
[5 empty] | Ss_55_20_33 : Gas Distribution Network Systems | Pr_25_71_52_33 : Fire-Resistant Gypsum Plasterboards
[5 empty] | Ss_55_20_33_56 : Natural Gas Distribution Network Systems | Pr_25_71_52_34 : Gypsum Baseboards
[5 empty] | Ss_55_20_34 : Gas Supply Systems | Pr_25_71_52_35 : Gypsum Core Boards
[5 empty] | Ss_55_20_34_05 : Biogas Supply Systems | Pr_25_71_52_36 : Gypsum Planks
[5 empty] | Ss_55_20_34_46 : Liquefied Petroleum Gas (LPG) Supply Systems | Pr_25_71_52_37 : Gypsum Plasterboards
[5 empty] | Ss_55_20_34_57 : Natural Gas Supply Systems | Pr_25_71_52_39 : Gypsum Sheathing Plasterboards
[5 empty] | Ss_55_20_40 : Inert Gas Supply Systems | Pr_25_71_52_41 : Impact-Resistant Gypsum Plasterboards
[5 empty] | Ss_55_20_45 : Laboratory Gas Supply Systems | Pr_25_71_52_47 : Linoleum Composite Laminate Strips And Boards
[5 empty] | Ss_55_20_45_05 : Laboratory Argon Supply Systems | Pr_25_71_52_52 : Moisture-Resistant Gypsum Plasterboards
[5 empty] | Ss_55_20_45_36 : Laboratory Helium Supply Systems | Pr_25_71_52_63 : Plasterboard Panels
[5 empty] | Ss_55_20_45_39 : Laboratory Hydrogen Supply Systems | Pr_25_71_52_80 : Sound Insulation Gypsum Plasterboards
[5 empty] | Ss_55_20_45_56 : Laboratory Nitrogen Supply Systems | Pr_25_71_52_88 : Thermal Laminate Gypsum Plasterboards
[5 empty] | Ss_55_20_45_59 : Laboratory Oxygen Supply Systems | Pr_25_71_52_94 : Vapour Check Gypsum Plasterboards
[5 empty] | Ss_55_20_51_03 : Medical Anaesthetic Gas Scavenging Systems | Pr_25_71_52_95 : Vermiculite-Silicate Fire Protection Boards
[5 empty] | Ss_55_20_51_27 : Medical Entonox Supply Systems | Pr_25_71_52_99 : X-Ray Resistant Gypsum Plasterboards
[5 empty] | Ss_55_20_51_56 : Medical Nitrous Oxide Supply Systems | Pr_25_71_53 : Mirrors
[5 empty] | Ss_55_20_51_57 : Medical Nitrous Oxide/Oxygen Mixture Supply Systems | Pr_25_71_53_30 : Framed Glass Mirrors
[5 empty] | Ss_55_20_51_59 : Medical Oxygen Supply Systems | Pr_25_71_53_31 : Framed Metal Mirrors
[5 empty] | Ss_55_20_51-xx : Medical Helium/Oxygen Mixture Supply Systems | Pr_25_71_53_32 : Framed Plastics Mirrors
[5 empty] | Ss_55_20_85 : Specialist And High Purity Gas Supply Systems | Pr_25_71_53_70 : Rail Mirrors
[5 empty] | Ss_55_20_94_15 : Industrial Vacuum Systems | Pr_25_71_53_73 : Road Mirrors
[5 empty] | Ss_55_20_94_46 : Laboratory Vacuum Systems | Pr_25_71_53_91 : Unframed Glass Mirrors
[5 empty] | Ss_55_20_94_51 : Medical Vacuum Systems | Pr_25_71_53_92 : Unframed Metal Mirrors
[5 empty] | Ss_55_20_96 : Welding And Cutting Gas Supply Systems | Pr_25_71_53_93 : Unframed Plastics Mirrors
[5 empty] | Ss_55_30 : Fire Extinguishing Systems | Pr_25_71_57 : Non-Metal Barrier Panels
[5 empty] | Ss_55_30_35 : Gaseous And Foam Fire Extinguishing Systems | Pr_25_71_57_11 : Cement-Bonded Particleboard Framed Panels
[5 empty] | Ss_55_30_35_10 : Carbon Dioxide Fire Extinguishing Systems | Pr_25_71_57_14 : Concrete Base Boards
[5 empty] | Ss_55_30_35_31 : Foam Fire Extinguishing Systems | Pr_25_71_57_15 : Concrete Fence Panel Tops
[5 empty] | Ss_55_30_35_35 : Halocarbon Gas Total Flooding Fire Extinguishing Systems | Pr_25_71_57_16 : Concrete Fence Panels
[5 empty] | Ss_55_30_35_40 : Inert Gas Total Flooding Fire Extinguishing Systems | Pr_25_71_57_17 : Concrete Vehicle Containment Parapet Units
[5 empty] | Ss_55_30_65 : Portable Fire Extinguishing Systems | Pr_25_71_57_18 : Concrete Vehicle Safety Barrier Units
[5 empty] | Ss_55_30_65_30 : Fire Blanket Systems | Pr_25_71_57_34 : Glass Barrier Panels
[5 empty] | Ss_55_30_65_35 : Fire Bucket Systems | Pr_25_71_57_35 : Glazing Plastics Framed Panels
[5 empty] | Ss_55_30_65_65 : Portable Fire Extinguisher Systems | Pr_25_71_57_36 : Hardwood Base Boards
[5 empty] | Ss_55_30_96 : Water Fire Extinguishing Systems | Pr_25_71_57_38 : Hardwood Framed Panels
[5 empty] | Ss_55_30_96_21 : Deluge Systems | Pr_25_71_57_39 : Hardwood Palisade Panels
[5 empty] | Ss_55_30_96_23 : Domestic Sprinkler Systems | Pr_25_71_57_40 : Hazel Wattle Hurdles
[5 empty] | Ss_55_30_96_25 : Dry Riser Systems | Pr_25_71_57_60 : Partition Panels
[5 empty] | Ss_55_30_96_29 : Fire Hose Reel Systems | Pr_25_71_57_61 : Partition Screens
[5 empty] | Ss_55_30_96_30 : Fire Hydrant Systems | Pr_25_71_57_62 : Plastics Framed Panels
[5 empty] | Ss_55_30_96_85 : Sprinkler Systems | Pr_25_71_57_63 : Plastics Panel Fence Tops
[5 empty] | Ss_55_30_96_96 : Water Mist Systems | Pr_25_71_57_64 : Plastics Panels
[5 empty] | Ss_55_30_96_97 : Wet Riser Systems | Pr_25_71_57_65 : Plywood Framed Panels
[5 empty] | Ss_55_40 : Steam Distribution And Supply Systems | Pr_25_71_57_73 : Room Divider Panels
[5 empty] | Ss_55_40_85 : Steam Supply And Condensate Systems | Pr_25_71_57_80 : Softwood Base Boards
[5 empty] | Ss_55_40_85_38 : Hospital Steam Supply And Condensate Systems | Pr_25_71_57_81 : Softwood Framed Panels
[5 empty] | Ss_55_40_85_41 : Industrial Steam Supply And Condensate Systems | Pr_25_71_57_82 : Softwood Palisade Fence Panels
[5 empty] | Ss_55_50 : Liquid Fuel Distribution And Supply Systems | Pr_25_71_57_97 : Willow Wattle Hurdles
[5 empty] | Ss_55_50_46 : Liquid Fuel Distribution Network Systems | Pr_25_71_63 : Plastics-Based Boards And Sheets
[5 empty] | Ss_55_50_46_58 : Oil Distribution Network Systems | Pr_25_71_63_15 : Compact Or Solid Grade High-Pressure Laminate (HPL) Boards
[5 empty] | Ss_55_50_47 : Liquid Fuel Supply Systems | Pr_25_71_63_24 : Drainage Layer Corrugated Boards
[5 empty] | Ss_55_50_47_21 : Diesel Supply Systems | Pr_25_71_63_26 : Expanded Polystyrene (EPS) Boards
[5 empty] | Ss_55_50_47_32 : Fuel Oil Supply Systems | Pr_25_71_63_27 : Extruded Polyethylene (PE) Foam Boards
[5 empty] | Ss_55_50_47_45 : Kerosene/ Jet Fuel Supply Systems | Pr_25_71_63_29 : Extruded Polystyrene (XPS) Boards
[5 empty] | Ss_55_50_47_46 : Liquid Biofuel Supply Systems | Pr_25_71_63_33 : Glass-Reinforced Plastics (GRP) Profiled Panels
[5 empty] | Ss_55_50_47_61 : Petrol Supply Systems | Pr_25_71_63_34 : Glass-Reinforced Plastics (GRP) Profiled Sheets
[5 empty] | Ss_55_60 : Process Liquid Distribution And Supply Systems | Pr_25_71_63_38 : Hollow-Core Plastics Sheets
[5 empty] | Ss_55_60_45 : Liquid Acids And Bases Supply Systems | Pr_25_71_63_59 : Phenolic Foam Boards
[5 empty] | Ss_55_60_47 : Liquid Chemicals Supply Systems | Pr_25_71_63_60 : Plastics And Composite Material Boards
[5 empty] | Ss_55_60_50 : Liquid Polymer Supply Systems | Pr_25_71_63_61 : Plastics Base Boards
[5 empty] | Ss_55_70 : Water Distribution And Supply Systems | Pr_25_71_63_62 : Plastics, Composite And Recycled Plastics Sheets
[5 empty] | Ss_55_70_38 : Hot And Cold Water Supply Systems | Pr_25_71_63_63 : Plastics Composite Laminate Strips And Boards
[5 empty] | Ss_55_70_38_15 : Cold Water Supply Systems | Pr_25_71_63_64 : Plastics Weatherboards
[5 empty] | Ss_55_70_38_20 : Direct Hot Water Storage Supply Systems | Pr_25_71_63_65 : Polycarbonate Profiled Sheets
[5 empty] | Ss_55_70_38_42 : Indirect Hot Water Storage Supply Systems | Pr_25_71_63_66 : Polyisocyanurate (PIR) Foam Boards
[5 empty] | Ss_55_70_38_45 : Instantaneous Hot Water Supply Systems | Pr_25_71_63_67 : Polyurethane (PUR) Foam Boards
[5 empty] | Ss_55_70_38_65 : Pumped Cold Water Supply Systems | Pr_25_71_63_72 : Recycled Plastics Deck Boards
[5 empty] | Ss_55_70_42 : Irrigation Systems | Pr_25_71_63_81 : Solid Surface Resin-Based Sheets
[5 empty] | Ss_55_70_42_05 : Agricultural Irrigation Systems | Pr_25_71_63_92 : Unplasticized Polyvinylchloride (PVC-U) Deck Boards
[5 empty] | Ss_55_70_42_80 : Small-Scale Irrigation Systems | Pr_25_71_63_93 : Unplasticized Polyvinylchloride (PVC-U) Profiled Sheets
[5 empty] | Ss_55_70_95 : Water Distribution Network Systems | Pr_25_71_94 : Veneers And Facings
[5 empty] | Ss_55_70_95_50 : Mains Water Distribution Network Systems | Pr_25_71_94_06 : Balancing Veneers
[5 empty] | Ss_55_70_95_66 : Private Water Distribution Network Systems | Pr_25_71_94_22 : Decorative Continuous Laminates (DCL Or Cpl)
[5 empty] | Ss_55_70_96 : Water Feature Systems | Pr_25_71_94_29 : Fabric Facings
[5 empty] | Ss_55_70_96_30 : Formal Water Feature Systems | Pr_25_71_94_36 : Hardwood Veneers
[5 empty] | Ss_55_70_96_56 : Natural Water Feature Systems | Pr_25_71_94_37 : High-Pressure Decorative Laminates (HPL Or Hpdl)
[5 empty] | Ss_55_70_97 : Water Reclamation Systems | Pr_25_71_94_46 : Leather Facings
[5 empty] | Ss_55_70_97_35 : Grey Water Reclamation Systems | Pr_25_71_94_51 : Melamine Veneer Facings
[5 empty] | Ss_55_70_97_70 : Rainwater Reclamation Systems | Pr_25_71_94_52 : Metal Sheet Facings
[5 empty] | Ss_55_70_98 : Water Treatment Systems | Pr_25_71_94_80 : Softwood Veneers
[5 empty] | Ss_55_70_98_08 : Bore Water Treatment Systems | Pr_25_71_94_94 : Veneer Edgings And Lippings
[5 empty] | Ss_55_70_98_85 : Swimming Pool Water Treatment Systems | Pr_25_71_94_95 : Vinyl Sheet Facings
[5 empty] | Ss_55_70_98_92 : Ultrapure Water Treatment Systems | Pr_25_71_97 : Wood-Based Boards
[5 empty] | Ss_55_90 : Piped Solids Distribution And Supply Systems | Pr_25_71_97_05 : Bitumen-Impregnated Fibreboards
[5 empty] | Ss_55_90_65 : Piped Granule And Powder Supply Systems | Pr_25_71_97_07 : Bitumen-Impregnated Softboards
[5 empty] | Ss_55_95 : Temporary Piped Supply Systems | Pr_25_71_97_08 : Blockboard Core Plywoods
[5 empty] | Ss_60 : Heating, Cooling And Refrigeration Systems | Pr_25_71_97_12 : Cement-Bonded Particleboards
[5 empty] | Ss_60_30 : Rail And Paving Heating Systems | Pr_25_71_97_16 : Cork Boards
[5 empty] | Ss_60_30_35 : Highway Heating Systems | Pr_25_71_97_17 : Cork Composite Laminate Strips And Boards
[5 empty] | Ss_60_30_60 : Path Heating Systems | Pr_25_71_97_21 : Decorative Laminated Paper-Faced Panels
[5 empty] | Ss_60_30_70 : Railway Heating Systems | Pr_25_71_97_22 : Decorative Laminated Plastics Sheet Veneered Panels
[5 empty] | Ss_60_30_75 : Runway Heating Systems | Pr_25_71_97_33 : General And Utility Veneer Plywoods
[5 empty] | Ss_60_30_90 : Tramway Heating Systems | Pr_25_71_97_34 : Gypsum-Bonded Fire Protection Boards
[5 empty] | Ss_60_30_95 : Urban Road Heating Systems | Pr_25_71_97_35 : Gypsum-Bonded Wood Particle Boards
[5 empty] | Ss_60_40 : Space Heating And Cooling Systems | Pr_25_71_97_36 : Hardboards
[5 empty] | Ss_60_40_13 : Climatic Ceiling And Beam Systems | Pr_25_71_97_37 : Hardwood Deck Boards
[5 empty] | Ss_60_40_13_13 : Climatic Beam Systems | Pr_25_71_97_38 : Hardwood Fence Boards
[5 empty] | Ss_60_40_13_14 : Climatic Ceiling Systems | Pr_25_71_97_39 : Hardwood Floor Boards
[5 empty] | Ss_60_40_17 : Cooling Systems | Pr_25_71_97_40 : Hardwood Lining Boards
[5 empty] | Ss_60_40_17_12 : Chilled Water Systems | Pr_25_71_97_41 : Hardwood Sarking Boards
[5 empty] | Ss_60_40_17_21 : District Cooling Systems | Pr_25_71_97_42 : Hardwood Strips
[5 empty] | Ss_60_40_17_71 : Refrigerant Cooling Systems | Pr_25_71_97_43 : Hardwood Weatherboards
[5 empty] | Ss_60_40_17_94 : Variable Refrigerant Flow Systems | Pr_25_71_97_44 : Hollow-Core Particleboards
[5 empty] | Ss_60_40_17_96 : Water Cooling Systems | Pr_25_71_97_46 : Laminboard Core Plywoods
[5 empty] | Ss_60_40_36 : Heat Pump Systems | Pr_25_71_97_50 : Marine Plywoods
[5 empty] | Ss_60_40_36_05 : Air Source Heat Pump Systems | Pr_25_71_97_52 : Medium Boards
[5 empty] | Ss_60_40_36_35 : Ground Source Heat Pump Systems | Pr_25_71_97_53 : Medium Density Fibreboards
[5 empty] | Ss_60_40_36_96 : Water Source Heat Pump Systems | Pr_25_71_97_54 : Modified Wood Boards
[5 empty] | Ss_60_40_37 : Heating Systems | Pr_25_71_97_58 : Oriented Strand Boards
[5 empty] | Ss_60_40_37_21 : Direct Gas Fired Heating Systems | Pr_25_71_97_60 : Particleboards
[5 empty] | Ss_60_40_37_22 : District Heating Systems | Pr_25_71_97_65 : Polymer-Coated Plywoods
[5 empty] | Ss_60_40_37_26 : Electric Heating Systems | Pr_25_71_97_77 : Softboards
[5 empty] | Ss_60_40_37_48 : Low Temperature Hot Water Heating Systems | Pr_25_71_97_78 : Softwood Deck Boards
[5 empty] | Ss_60_40_37_51 : Medium Temperature Hot Water Heating Systems | Pr_25_71_97_79 : Softwood Fence Boards
[5 empty] | Ss_60_40_37_81 : Solar Heating Systems | Pr_25_71_97_80 : Softwood Floor Boards
[5 empty] | Ss_60_40_37_85 : Steam Heating Systems | Pr_25_71_97_81 : Softwood Lining Boards
[5 empty] | Ss_60_40_84 : Space Heating And Cooling Distribution Network Systems | Pr_25_71_97_82 : Softwood Sarking Boards
[5 empty] | Ss_60_40_84_21 : District Cooling Distribution Network Systems | Pr_25_71_97_83 : Softwood Strips
[5 empty] | Ss_60_40_84_22 : District Heating Distribution Network Systems | Pr_25_71_97_84 : Softwood Weatherboards
[5 empty] | Ss_60_60 : Refrigeration Systems | Pr_25_71_97_85 : Specialist Veneer Plywoods
[5 empty] | Ss_60_60_15 : Cold Room Systems | Pr_25_71_97_86 : Structural Veneer Plywoods
[5 empty] | Ss_60_60_15_10 : Catering Cold Room Systems | Pr_25_71_97_91 : Visual Grade General Veneer Plywoods
[5 empty] | Ss_60_60_15_50 : Mortuary Cold Room Systems | Pr_25_71_97_92 : Wood Fibre Boards
[5 empty] | Ss_60_60_17 : Cold Storage Systems | Pr_25_71_97_93 : Wood Laminate Strips And Boards
[5 empty] | Ss_60_80 : Drying Systems | Pr_25_71_97_94 : Wood-Plastics Composite Deck Boards
[5 empty] | Ss_60_80_08 : Bottle And Can Drying Systems | Pr_25_71_97_95 : Wood-Plastics Composite Weatherboards
[5 empty] | Ss_60_95 : Temporary Heating, Cooling And Refrigeration Systems | Pr_25_71_97_97 : Wood-Wool Boards
[5 empty] | Ss_65 : Ventilation And Air Conditioning Systems | Pr_25_71_97_98 : Wood-Resin Composite Weatherboards
[5 empty] | Ss_65_10 : Extraction Systems | Pr_25_80 : Smoke And Fire Control Products
[5 empty] | Ss_65_10_25 : Dust Extract Systems | Pr_25_80_79 : Smoke And Fire Barriers
[5 empty] | Ss_65_10_32 : Fume Extract Systems | Pr_25_80_79_01 : Active Smoke Barriers
[5 empty] | Ss_65_10_32_32 : Fume Cupboard Extract Systems | Pr_25_80_79_37 : High Temperature Active Smoke Barriers
[5 empty] | Ss_65_10_32_70 : Recirculatory Fume Cupboards Systems | Pr_25_80_79_86 : Static Smoke Barriers
[5 empty] | Ss_65_10_32_75 : Safety Cabinet Extract Systems | Pr_25_80_80 : Smoke And Fire Cavity Barriers
[5 empty] | Ss_65_10_42 : Industrial Fume Extract Systems | Pr_25_80_80_14 : Coated Woven Glass Fibre Cloth Flexible Cavity Barriers
[5 empty] | Ss_65_10_42_45 : Local Exhaust Ventilation Systems | Pr_25_80_80_42 : Intumescent Coated Foil Mesh Flexible Cavity Barriers
[5 empty] | Ss_65_10_42_95 : Vehicle Exhaust Extract Systems | Pr_25_80_80_51 : Mineral Wool Wire Reinforced Mattress Cavity Barriers
[5 empty] | Ss_65_10_80 : Smoke Extract And Control Systems | Pr_25_80_80_79 : Sleeved Mineral Wool Small Cavity Barriers
[5 empty] | Ss_65_10_80_65 : Pressure Differential Systems | Pr_25_80_80_82 : Sprayed Mineral Coated Wire Mesh Flexible Cavity Barriers
[5 empty] | Ss_65_10_80_80 : Smoke And Heat Exhaust Ventilation Systems | Pr_25_80_80_96 : Wired Mineral Wool Batt Flexible Cavity Barriers
[5 empty] | Ss_65_10_85 : Stale Air Extract Systems | Pr_25_80_81 : Smoke And Fire Stopping
[5 empty] | Ss_65_10_85_33 : General Space Extract Ventilation Systems | Pr_25_80_81_12 : Ceramic Fibre Fire Stopping
[5 empty] | Ss_65_10_85_45 : Kitchen Extract Ventilation Systems | Pr_25_80_81_29 : Flexible Intumescent Gap Seals
[5 empty] | Ss_65_10_85_90 : Toilet Extract Ventilation Systems | Pr_25_80_81_34 : Glass Oxide Fire Stopping
[5 empty] | Ss_65_40 : Ventilation Systems | Pr_25_80_81_42 : Intumescent Linear Gap Seals
[5 empty] | Ss_65_40_33 : General Space Ventilation Systems | Pr_25_80_81_43 : Intumescent Pillows
[5 empty] | Ss_65_40_33_51 : Mechanical Supply Ventilation Systems | Pr_25_80_81_51 : Mineral Wool Fire Stopping
[5 empty] | Ss_65_40_33_56 : Natural Ventilation Systems | Pr_25_93 : Unit Skin Products
[5 empty] | Ss_65_40_94 : Vehicular Space Ventilation Systems | Pr_25_93_51 : Masonry Dressing Units
[5 empty] | Ss_65_40_94_11 : Car Park Ventilation Systems | Pr_25_93_51_35 : Glass-Reinforced Concrete (GRC) Gable Vents
[5 empty] | Ss_65_40_94_91 : Tunnel Ventilation Systems | Pr_25_93_51_56 : Natural Stone Cornices
[5 empty] | Ss_65_60 : Specialist Ventilation Systems | Pr_25_93_51_57 : Natural Stone Dentils
[5 empty] | Ss_65_60_53 : Nuclear Containment Systems | Pr_25_93_51_58 : Natural Stone Quoins
[5 empty] | Ss_65_60_55 : Nuclear Ventilation Systems | Pr_25_93_52 : Masonry Openings Units
[5 empty] | Ss_65_60_95 : Wind Tunnel Systems | Pr_25_93_52_34 : Glass-Reinforced Concrete (GRC) Door Canopies
[5 empty] | Ss_65_80 : Air Conditioning Systems | Pr_25_93_52_35 : Glass-Reinforced Concrete (GRC) Door Surrounds
[5 empty] | Ss_65_80_05 : Air Conditioning Systems | Pr_25_93_60 : Paving Units
[5 empty] | Ss_65_80_05_10 : Centralized All-Air Conditioning Systems | Pr_25_93_60_02 : Aluminium Edge-Retaining Profiles
[5 empty] | Ss_65_80_05_30 : Fan Coil Unit Air Conditioning Systems | Pr_25_93_60_10 : Clay Pavers
[5 empty] | Ss_65_80_05_40 : Induction Unit Air Conditioning Systems | Pr_25_93_60_11 : Clay Paving Tiles
[5 empty] | Ss_65_80_15 : Controlled Environment Systems | Pr_25_93_60_12 : Combined Drainage And Kerb Units
[5 empty] | Ss_65_80_45 : Local Air Conditioning Systems | Pr_25_93_60_13 : Concrete Cellular Pavers
[5 empty] | Ss_65_80_45_25 : Evaporative Cooling Systems | Pr_25_93_60_14 : Concrete Drainage Channels
[5 empty] | Ss_65_80_45_48 : Local Underfloor Air Conditioning Systems | Pr_25_93_60_15 : Concrete Edging Units
[5 empty] | Ss_65_80_45_72 : Room Air Conditioning Systems | Pr_25_93_60_16 : Concrete Flags
[5 empty] | Ss_65_95 : Temporary Ventilation And Air Conditioning Systems | Pr_25_93_60_17 : Concrete Interlocking Pavers
[5 empty] | Ss_70 : Electrical Systems | Pr_25_93_60_18 : Concrete Kerbs
[5 empty] | Ss_70_10 : Electrical And Kinetic Power Generation Systems | Pr_25_93_60_19 : Concrete Pavers
[5 empty] | Ss_70_10_30 : Fossil Fuel Power Generation Systems | Pr_25_93_60_20 : Concrete Quadrant And Angle Kerbs
[5 empty] | Ss_70_10_30_70 : Reciprocating Internal Combustion Engine-Driven Alternating Current Generator Systems | Pr_25_93_60_21 : Concrete Safety Kerbs
[5 empty] | Ss_70_10_32 : Geothermal Power Generation Systems | Pr_25_93_60_22 : Concrete Setts
[5 empty] | Ss_70_10_32_80 : Small-Scale Geothermal Power Generation Systems | Pr_25_93_60_23 : Concrete Tactile Flags
[5 empty] | Ss_70_10_35 : Gravity Power Generation Systems | Pr_25_93_60_24 : Concrete Transition And Dropper Kerbs
[5 empty] | Ss_70_10_35_80 : Small-Scale Hydroelectric Power Generation Systems | Pr_25_93_60_33 : Glass-Reinforced Concrete (GRC) Paving Tiles
[5 empty] | Ss_70_10_35_96 : Water Mill Systems | Pr_25_93_60_61 : Plastics Cellular Pavers
[5 empty] | Ss_70_10_35_97 : Water Turbine Systems | Pr_25_93_60_62 : Plastics Kerbs
[5 empty] | Ss_70_10_55 : Nuclear Power Generation Systems | Pr_25_93_60_63 : Plastics Pavers
[5 empty] | Ss_70_10_55_80 : Small-Scale Nuclear Power Generation Systems | Pr_25_93_60_80 : Stainless Steel Edge-Retaining Profiles
[5 empty] | Ss_70_10_80 : Solar Power Generation Systems | Pr_25_93_60_81 : Stone Cobbles
[5 empty] | Ss_70_10_80_35 : Grid-Connected Photovoltaic Systems | Pr_25_93_60_82 : Stone Drainage Channels
[5 empty] | Ss_70_10_80_85 : Stand-Alone Photovoltaic Systems | Pr_25_93_60_83 : Stone Kerbs
[5 empty] | Ss_70_10_96 : Wave And Tidal Power Generation Systems | Pr_25_93_60_84 : Stone Setts
[5 empty] | Ss_70_10_96_80 : Small-Scale Wave And Tidal Power Generation Systems | Pr_25_93_60_85 : Stone Paving Slabs
[5 empty] | Ss_70_10_97 : Wind Power Generation Systems | Pr_25_93_60_86 : Stone Tactile Pavers
[5 empty] | Ss_70_10_97_80 : Small-Scale Wind Power Generation Systems | Pr_25_93_72 : Roofing And Cladding Units
[5 empty] | Ss_70_10_97_96 : Wind Mill Systems | Pr_25_93_72_08 : Bitumen Membrane Shingles
[5 empty] | Ss_70_10_97_97 : Wind Turbine Systems | Pr_25_93_72_11 : Ceramic Slates
[5 empty] | Ss_70_30 : Electricity Distribution And Transmission Systems | Pr_25_93_72_12 : Clay Interlocking Tiles
[5 empty] | Ss_70_30_25 : Earthing And Bonding Systems | Pr_25_93_72_13 : Clay Plain Tiles
[5 empty] | Ss_70_30_25_25 : Earthing And Bonding Systems | Pr_25_93_72_14 : Clay Profiled Tiles
[5 empty] | Ss_70_30_35 : High-Voltage Distribution And Transmission Systems | Pr_25_93_72_15 : Concrete Interlocking Tiles
[5 empty] | Ss_70_30_35_35 : High-Voltage Distribution Systems | Pr_25_93_72_16 : Concrete Plain Tiles
[5 empty] | Ss_70_30_40_40 : High-Voltage Transmission Systems | Pr_25_93_72_17 : Concrete Profiled Tiles
[5 empty] | Ss_70_30_45 : Low-Voltage Distribution And Transmission Systems | Pr_25_93_72_18 : Copper Slates
[5 empty] | Ss_70_30_45_45 : Low-Voltage Distribution Systems | Pr_25_93_72_21 : Dentil Slips
[5 empty] | Ss_70_30_45_50 : Low-Voltage Transmission Systems | Pr_25_93_72_22 : Dry Fixing Abutments
[5 empty] | Ss_70_30_60 : Overhead Traction Power Distribution Systems | Pr_25_93_72_23 : Dry Fixing Hips
[5 empty] | Ss_70_30_80 : Small Power Systems | Pr_25_93_72_24 : Dry Fixing Ridges
[5 empty] | Ss_70_30_80_35 : Hard-Wired Low-Voltage Small Power Systems | Pr_25_93_72_25 : Dry Fixing Verges
[5 empty] | Ss_70_30_80_45 : Low-Voltage Small Power Systems With Prefabricated Wiring | Pr_25_93_72_30 : Fibre Cement Slates
[5 empty] | Ss_70_30_90 : Third Rail Traction Power Distribution Systems | Pr_25_93_72_36 : Hardwood Shakes
[5 empty] | Ss_70_60 : Charging Systems | Pr_25_93_72_37 : Hardwood Shingles
[5 empty] | Ss_70_60_05 : Aircraft Charging Systems | Pr_25_93_72_47 : Lead Slates
[5 empty] | Ss_70_60_90 : Vehicle Charging Systems | Pr_25_93_72_52 : Metal Tiles
[5 empty] | Ss_70_60_95 : Vessel Charging Systems | Pr_25_93_72_72 : Reconstituted Interlocking Slates
[5 empty] | Ss_70_80 : Lighting Systems | Pr_25_93_72_78 : Slates
[5 empty] | Ss_70_80_25 : External Lighting Systems | Pr_25_93_72_80 : Softwood Shakes
[5 empty] | Ss_70_80_25_05 : Amenity Lighting Systems | Pr_25_93_72_81 : Softwood Shingles
[5 empty] | Ss_70_80_25_70 : Roadway Lighting Systems | Pr_25_93_72_84 : Stone Slates
[5 empty] | Ss_70_80_33 : General Space Lighting Systems | Pr_25_96 : Wire Skin Products
[5 empty] | Ss_70_80_33_12 : Central Battery Supplied Emergency Lighting Systems | Pr_25_96_35 : Grids And Grilles
[5 empty] | Ss_70_80_33_30 : Fibre Optic Lighting Systems | Pr_25_96_35_03 : Aluminium Cattle Grids
[5 empty] | Ss_70_80_33_33 : General Lighting Systems With Prefabricated Wiring | Pr_25_96_35_11 : Carbon Steel Cattle Grids
[5 empty] | Ss_70_80_33_35 : Hard-Wired General Lighting Systems | Pr_25_96_35_31 : Footway Gratings
[5 empty] | Ss_70_80_33_88 : Theatrical/ Stage Lighting Systems | Pr_25_96_35_53 : Metal Armouring Grilles
[5 empty] | Ss_70_80_33_92 : Underwater Lighting Systems | Pr_25_96_35_71 : Recycled Plastics Cattle Grids
[5 empty] | Ss_70_95 : Temporary Electrical Systems | Pr_25_96_35_76 : Sewage Screens
[5 empty] | Ss_75 : Communications, Security, Safety, Control And Protection Systems | Pr_25_96_35_88 : Tree Grilles
[5 empty] | Ss_75_10 : Communications Systems | Pr_25_96_35_96 : Water Grilles
[5 empty] | Ss_75_10_04 : Aerial Communications Transmission Systems | Pr_30 : Opening Products
[5 empty] | Ss_75_10_15 : Communications Interception Systems | Pr_30_31 : Formless Openings Products
[5 empty] | Ss_75_10_21 : Data Distribution And Telecommunications Systems | Pr_30_31_68 : Putties And Glazing Compounds
[5 empty] | Ss_75_10_21_21 : Data Distribution Systems | Pr_30_31_68_42 : Intumescent Putties
[5 empty] | Ss_75_10_21_88 : Telecommunications Systems | Pr_30_31_68_47 : Linseed Oil Putties
[5 empty] | Ss_75_10_23 : Directory Systems | Pr_30_31_68_51 : Metal Casement Putties
[5 empty] | Ss_75_10_42 : Infrared And Radio Frequency Tracking Systems | Pr_30_31_68_56 : Non-Setting Glazing Compounds
[5 empty] | Ss_75_10_46 : Listening Systems | Pr_30_31_68_74 : Rubberizing Glazing Compounds
[5 empty] | Ss_75_10_46_05 : Audio-Frequency Induction-Loop Systems | Pr_30_31_76 : Sealants
[5 empty] | Ss_75_10_46_42 : Infrared Listening Systems | Pr_30_31_76_02 : Acrylic Construction Joint Sealants
[5 empty] | Ss_75_10_68 : Public Communications Systems | Pr_30_31_76_09 : Butyl Rubber Construction Joint Sealants
[5 empty] | Ss_75_10_68_02 : Advertising Display Systems | Pr_30_31_76_14 : Cold-Applied Bituminous Joint Sealants
[5 empty] | Ss_75_10_68_13 : Clock Systems | Pr_30_31_76_15 : Cold-Applied Concrete Pavement Bituminous Joint Sealants
[5 empty] | Ss_75_10_68_68 : Public Address Systems | Pr_30_31_76_16 : Construction Joint Sealants
[5 empty] | Ss_75_10_68_69 : Queue Management Systems | Pr_30_31_76_26 : Edge Sealants
[5 empty] | Ss_75_10_70 : Radio And Television Distribution Systems | Pr_30_31_76_33 : Glazing Compounds And Sealants
[5 empty] | Ss_75_10_70_70 : Radio Distribution Systems | Pr_30_31_76_34 : Glazing Joint Sealants
[5 empty] | Ss_75_10_70_88 : Television Distribution Systems | Pr_30_31_76_38 : Hot-Applied Bituminous Joint Sealants
[5 empty] | Ss_75_10_72 : Roadside Emergency Communication Systems | Pr_30_31_76_58 : Oil-Based Mastic Joint Sealants
[5 empty] | Ss_75_10_88 : Timing And Scoring Systems | Pr_30_31_76_62 : Polysulfide Construction Joint Sealants
[5 empty] | Ss_75_10_88_05 : Athletics Timing And Scoring Systems | Pr_30_31_76_63 : Polysulfide Glazing Compounds And Sealants
[5 empty] | Ss_75_10_88_86 : Swimming Pool Timing And Scoring Systems | Pr_30_31_76_65 : Polyurethane (PUR) Construction Joint Sealants
[5 empty] | Ss_75_10_92 : Trackside Emergency Communication Systems | Pr_30_31_76_77 : Silicone Construction Joint Sealants
[5 empty] | Ss_75_10_94 : Underground Communications Cable Transmission Systems | Pr_30_31_76_78 : Silicone Glazing Compounds And Sealants
[5 empty] | Ss_75_10_96 : Undersea Communications Cable Transmission Systems | Pr_30_31_76_84 : Structural Sealant Glazing Bonding Sealants
[5 empty] | Ss_75_30 : Signal Systems | Pr_30_31_76_85 : Structural Sealant Glazing Weatherseal Sealants
[5 empty] | Ss_75_30_05 : Aerospace Signal Systems | Pr_30_36 : Hardware Products
[5 empty] | Ss_75_30_10 : Bridge Signal Systems | Pr_30_36_08 : Bolting, Latching And Locking Hardware
[5 empty] | Ss_75_30_20 : Dam Signal Systems | Pr_30_36_08_06 : Barrel Bolts
[5 empty] | Ss_75_30_35 : Highway Signal Systems | Pr_30_36_08_11 : Cabinet Locks
[5 empty] | Ss_75_30_50 : Marine Signal Systems | Pr_30_36_08_12 : Cam Locks
[5 empty] | Ss_75_30_70 : Railway Signal Systems | Pr_30_36_08_15 : Coin-Operated Locks
[5 empty] | Ss_75_30_72 : Road Signal Systems | Pr_30_36_08_16 : Combination Padlocks
[5 empty] | Ss_75_30_90 : Tramway Signal Systems | Pr_30_36_08_18 : Cremorne Bolts
[5 empty] | Ss_75_30_97 : Waterway Signal Systems | Pr_30_36_08_19 : Cylinder Locks
[5 empty] | Ss_75_40 : Security Systems | Pr_30_36_08_20 : Deadbolts
[5 empty] | Ss_75_40_02 : Access Control Systems | Pr_30_36_08_21 : Digital Door Locks
[5 empty] | Ss_75_40_02_05 : Audio Intercom Systems | Pr_30_36_08_22 : Door Bolts
[5 empty] | Ss_75_40_02_11 : Card Access Control Systems | Pr_30_36_08_23 : Door Catches
[5 empty] | Ss_75_40_21 : Detection, Warning And Alarm Systems | Pr_30_36_08_24 : Door Latches
[5 empty] | Ss_75_40_21_02 : Aerospace Security Detection And Warning Systems | Pr_30_36_08_25 : Door Privacy Indicator Bolts
[5 empty] | Ss_75_40_21_40 : Intruder Detection And Alarm Systems | Pr_30_36_08_26 : Electric Locks
[5 empty] | Ss_75_40_21_50 : Marine And Waterway Security Detection And Warning Systems | Pr_30_36_08_27 : Emergency Exit Devices
[5 empty] | Ss_75_40_53 : Monitoring Systems | Pr_30_36_08_28 : Espagnolette Bolts
[5 empty] | Ss_75_40_53_86 : Surveillance Systems | Pr_30_36_08_29 : Fanlight Catches
[5 empty] | Ss_75_50 : Medical Safety Systems | Pr_30_36_08_30 : Flush Bolts
[5 empty] | Ss_75_50_11 : Call And Alarm Systems | Pr_30_36_08_31 : Field Gate Spring Catch Sets
[5 empty] | Ss_75_50_11_05 : Assistance Call Systems | Pr_30_36_08_32 : Furniture Locks
[5 empty] | Ss_75_50_11_27 : Emergency Voice Communication Systems | Pr_30_36_08_33 : Gate Latches And Catches
[5 empty] | Ss_75_50_11_57 : Nurse Call Systems | Pr_30_36_08_35 : Gate Throw-Over Loops
[5 empty] | Ss_75_50_11_95 : Voice Alarm Systems | Pr_30_36_08_42 : Indicator Locks
[5 empty] | Ss_75_50_35 : Healthcare Imaging Systems | Pr_30_36_08_43 : Key Card Locks
[5 empty] | Ss_75_50_60 : Patient Monitoring And Telemetry Systems | Pr_30_36_08_44 : Key Deposit Locks
[5 empty] | Ss_75_60 : Environmental Safety Systems | Pr_30_36_08_45 : Knob Locks
[5 empty] | Ss_75_60_25 : Earthquake Warning Systems | Pr_30_36_08_46 : Lever Handle Locks
[5 empty] | Ss_75_60_28 : Fire Detection And Alarm Systems | Pr_30_36_08_48 : Locker Hasps
[5 empty] | Ss_75_60_28_05 : Aspirating Detection Systems | Pr_30_36_08_50 : Magnetic Locks
[5 empty] | Ss_75_60_28_33 : General Fire Detection And Alarm Systems | Pr_30_36_08_51 : Microswitch Locks
[5 empty] | Ss_75_60_30 : Flood Warning Systems | Pr_30_36_08_52 : Mortice Bolts
[5 empty] | Ss_75_60_35 : Gas Detection And Alarm Systems | Pr_30_36_08_53 : Mortice Locks
[5 empty] | Ss_75_60_35_30 : Fixed Gas Detection And Alarm Systems | Pr_30_36_08_54 : Multipoint Door Locks
[5 empty] | Ss_75_60_35_32 : Flow Sample Gas Detection And Alarm Systems | Pr_30_36_08_56 : Night Latches
[5 empty] | Ss_75_60_50 : Meteorological Detection And Warning Systems | Pr_30_36_08_60 : Pad Bolts
[5 empty] | Ss_75_60_52 : Meteorological Instrumentation Systems | Pr_30_36_08_61 : Padlock Hasps And Staples
[5 empty] | Ss_75_60_70 : Radiation Detection And Alarm Systems | Pr_30_36_08_62 : Padlocks And Keys
[5 empty] | Ss_75_60_75 : Seismic Instrumentation Systems | Pr_30_36_08_63 : Panic Exit Devices
[5 empty] | Ss_75_60_85 : Structural Stress Instrumentation Systems | Pr_30_36_08_68 : Push-Button Locks
[5 empty] | Ss_75_60_90 : Tsunami Warning Systems | Pr_30_36_08_71 : Rim Locks
[5 empty] | Ss_75_60_95 : Volcanic Eruption Warning Systems | Pr_30_36_08_75 : Safety Deposit Locks
[5 empty] | Ss_75_60_96 : Water Detection And Alarm Systems | Pr_30_36_08_76 : Sash Locks
[5 empty] | Ss_75_60_96_96 : Water Leak Detection And Alarm Systems | Pr_30_36_08_77 : Single Point Bolts
[5 empty] | Ss_75_60_96_97 : Water Presence Detection And Alarm Systems | Pr_30_36_08_84 : Special Function Door Locks
[5 empty] | Ss_75_70 : Control And Management Systems | Pr_30_36_08_87 : Thief Resistant Door Locks
[5 empty] | Ss_75_70_05 : Aerospace Control Systems | Pr_30_36_08_88 : Time Delay Locks
[5 empty] | Ss_75_70_10 : Bridge Control Systems | Pr_30_36_08_91 : Tubular Mortice Latches
[5 empty] | Ss_75_70_20 : Dam Control Systems | Pr_30_36_08_94 : Vending Machine Locks
[5 empty] | Ss_75_70_35 : Highway Control Systems | Pr_30_36_08_96 : Window Latches
[5 empty] | Ss_75_70_50 : Marine Control Systems | Pr_30_36_08_97 : Window Locks
[5 empty] | Ss_75_70_52 : Mechanical Engineering Services Control And Management Systems | Pr_30_36_08_98 : Window Sash Fasteners
[5 empty] | Ss_75_70_52_02 : Air Conditioning System Control Systems | Pr_30_36_33 : General Hardware
[5 empty] | Ss_75_70_52_15 : Cooling System Control Systems | Pr_30_36_33_22 : Door Knockers
[5 empty] | Ss_75_70_52_32 : Fuel Supply System Control Systems | Pr_30_36_33_24 : Door Stops
[5 empty] | Ss_75_70_52_36 : Heating System Control Systems | Pr_30_36_33_27 : Escutcheons
[5 empty] | Ss_75_70_52_80 : Smoke And Heat Detection Control Systems | Pr_30_36_33_29 : Finger Plates
[5 empty] | Ss_75_70_52_94 : Ventilation Control Systems | Pr_30_36_33_45 : Kick Plates
[5 empty] | Ss_75_70_52_96 : Water Supply Control Systems | Pr_30_36_33_46 : Letter Boxes
[5 empty] | Ss_75_70_54 : Metering, Monitoring And Management Systems | Pr_30_36_33_47 : Letter Cages
[5 empty] | Ss_75_70_54_10 : Building Monitoring And Management Systems | Pr_30_36_33_48 : Letter Plate Internal Flaps Or Seals
[5 empty] | Ss_75_70_54_25 : Electricity Metering Systems | Pr_30_36_33_49 : Letter Plates
[5 empty] | Ss_75_70_54_30 : Fuel Metering Systems | Pr_30_36_33_68 : Push Plates
[5 empty] | Ss_75_70_54_95 : Water Metering Systems | Pr_30_36_33_72 : Roses
[5 empty] | Ss_75_70_70 : Railway Control Systems | Pr_30_36_33_76 : Security Viewers
[5 empty] | Ss_75_70_72 : Road Control Systems | Pr_30_36_33_78 : Shipâ€™s Bells
[5 empty] | Ss_75_70_90 : Tramway Control Systems | Pr_30_36_33_90 : Trickle Vents
[5 empty] | Ss_75_70_97 : Waterway Control Systems | Pr_30_36_36 : Hinges And Hanging Hardware
[5 empty] | Ss_75_80 : Protection Systems | Pr_30_36_36_04 : Anti Finger-Trap Stiles
[5 empty] | Ss_75_80_10 : Cathodic Protection Systems | Pr_30_36_36_06 : Ball-Bearing Hinges
[5 empty] | Ss_75_80_45 : Lightning Protection Systems | Pr_30_36_36_07 : Barrel Hinges
[5 empty] | Ss_75_80_45_45 : Lightning Protection Systems | Pr_30_36_36_08 : Boxed Sash Window Hanging Fittings
[5 empty] | Ss_75_95 : Temporary Communications, Security, Safety, Control And Protection Systems | Pr_30_36_36_09 : Butt Door Hinges
[5 empty] | Ss_80 : Transport Systems | Pr_30_36_36_10 : Butt Window Hinges
[5 empty] | Ss_80_10 : Cable Transport Systems | Pr_30_36_36_11 : Cabinet And Counter Top Hinges
[5 empty] | Ss_80_10_05 : Aerial Tram Systems | Pr_30_36_36_15 : Concealed Hinges
[5 empty] | Ss_80_10_10 : Cable Car Systems | Pr_30_36_36_17 : Cranked Hinges
[5 empty] | Ss_80_10_15 : Chairlift Systems | Pr_30_36_36_22 : Door Pivots
[5 empty] | Ss_80_10_30 : Funicular Systems | Pr_30_36_36_23 : Door Track And Running Gear
[5 empty] | Ss_80_10_35 : Gondola Systems | Pr_30_36_36_24 : Drawer Runners
[5 empty] | Ss_80_10_70 : Ropeway Tow Systems | Pr_30_36_36_28 : Field Gate Hinges
[5 empty] | Ss_80_10_85 : Surface Lift Systems | Pr_30_36_36_29 : Floor Springs
[5 empty] | Ss_80_20 : Conveying Systems | Pr_30_36_36_30 : Flush Hinges
[5 empty] | Ss_80_20_05 : Automatic Guided Vehicle Systems | Pr_30_36_36_31 : Friction Hinges
[5 empty] | Ss_80_20_06 : Baggage Handling Systems | Pr_30_36_36_32 : Friction Pivot Window Hinges
[5 empty] | Ss_80_20_10 : Bulk Material Conveying Systems | Pr_30_36_36_34 : Gate Hinges
[5 empty] | Ss_80_20_11 : Cargo Handling Systems | Pr_30_36_36_46 : Lift-Off Hinges
[5 empty] | Ss_80_20_23 : Document Conveying Systems | Pr_30_36_36_62 : Piano Hinges
[5 empty] | Ss_80_20_23_65 : Pneumatic Document Conveying Systems | Pr_30_36_36_66 : Projection Door Hinges
[5 empty] | Ss_80_20_60 : Parcel Sorting Systems | Pr_30_36_36_67 : Projection Window Hinges
[5 empty] | Ss_80_20_62 : People Conveying Systems | Pr_30_36_36_71 : Rising Butt Door Hinges
[5 empty] | Ss_80_20_63 : Piece Conveying Systems | Pr_30_36_36_75 : Sash Window Spiral Balances
[5 empty] | Ss_80_20_65 : Pneumatic Conveying Systems | Pr_30_36_36_84 : Spring Hinges
[5 empty] | Ss_80_20_96 : Warehouse Conveying Systems | Pr_30_36_36_88 : Tee Hinges
[5 empty] | Ss_80_30 : Crane And Hoist Systems | Pr_30_36_59 : Opening Hardware
[5 empty] | Ss_80_30_10 : Bulk Handling Crane Systems | Pr_30_36_59_15 : Controlled Door Closers
[5 empty] | Ss_80_30_15 : Container Handling Crane Systems | Pr_30_36_59_22 : Door Coordinators
[5 empty] | Ss_80_30_20 : Derrick Systems | Pr_30_36_59_23 : Door Lever Handle Sets
[5 empty] | Ss_80_30_25 : Dynamic Permanent Access And Safety Equipment Systems | Pr_30_36_59_24 : Door Limiting Stays
[5 empty] | Ss_80_30_25_30 : Fixed Rig Suspended Access Systems | Pr_30_36_59_32 : Garage Door Holders
[5 empty] | Ss_80_30_25_32 : Gantry Access Systems | Pr_30_36_59_33 : Gate Closers
[5 empty] | Ss_80_30_25_35 : Guided Type Fall Arrest Systems | Pr_30_36_59_34 : Gate Handles
[5 empty] | Ss_80_30_25_50 : Mobile Rig Monorail Suspended Access Systems | Pr_30_36_59_35 : Gate Springs
[5 empty] | Ss_80_30_25_52 : Mobile Rig Tracked Suspended Access Systems | Pr_30_36_59_36 : Gate Wheels
[5 empty] | Ss_80_30_25_55 : Mobile Rig Trackless Suspended Access Systems | Pr_30_36_59_38 : Holders And Hooks
[5 empty] | Ss_80_30_25_75 : Robotic Cleaning Systems | Pr_30_36_59_45 : Knobs
[5 empty] | Ss_80_30_25_80 : Single Point Anchorage Fall Arrest Systems | Pr_30_36_59_50 : Magnetic Hold-Open Devices
[5 empty] | Ss_80_30_25_90 : Travelling Ladder Access Systems | Pr_30_36_59_52 : Midrail Push Plates
[5 empty] | Ss_80_30_40 : Hoist Systems | Pr_30_36_59_64 : Pull Handles
[5 empty] | Ss_80_30_45 : Industrial Crane Systems | Pr_30_36_59_66 : Push Plates
[5 empty] | Ss_80_40_62_28 : Escalator Systems | Pr_30_36_59_76 : Sash Window Pulls
[5 empty] | Ss_80_40_62_90 : Travelator Systems | Pr_30_36_59_92 : Uncontrolled Door Closers
[5 empty] | Ss_80_50 : Lift Systems | Pr_30_36_59_93 : Window Casement Fasteners
[5 empty] | Ss_80_50_60 : Passenger And Goods Lift Systems | Pr_30_36_59_94 : Window Casement Stays
[5 empty] | Ss_80_50_60_26 : Electric Lift Systems | Pr_30_36_59_95 : Window Latch And Lock Operating Handles
[5 empty] | Ss_80_50_60_39 : Hydraulic Lift Systems | Pr_30_36_59_96 : Window Over Centre Casement Stays
[5 empty] | Ss_80_50_60_42 : Inclined Stairlift Systems | Pr_30_36_59_97 : Window Remote Manual Openers
[5 empty] | Ss_80_50_60_50 : Manual Dumbwaiter Systems | Pr_30_36_59_98 : Window Restrictor Stays
[5 empty] | Ss_80_50_60_60 : Paternoster Systems | Pr_30_59 : Openings And Opening Component Products
[5 empty] | Ss_80_50_60_94 : Vertical Platform Lift Systems | Pr_30_59_01 : Access Ramps
[5 empty] | Ss_80_50_94 : Vehicle And Boat Stacking Systems | Pr_30_59_01_11 : Car Ramps
[5 empty] | Ss_80_50_96 : Warehouse Stacking Systems | Pr_30_59_01_23 : Dog Ramps
[5 empty] | Ss_80_60 : Operable Bridge Systems | Pr_30_59_01_96 : Wheelchair Ramps
[5 empty] | Ss_80_60_05 : Bascule Bridge Systems | Pr_30_59_02 : Air Grilles
[5 empty] | Ss_80_60_10 : Cantilever Bridge Systems | Pr_30_59_02_01 : Access Panels
[5 empty] | Ss_80_60_25 : Drawbridge Systems | Pr_30_59_02_04 : Air Grilles
[5 empty] | Ss_80_60_30 : Floating Bridge Systems | Pr_30_59_02_06 : Air Transfer Grilles
[5 empty] | Ss_80_60_70 : Retractable Bridge Systems | Pr_30_59_02_26 : Eaves Fascia Grilles
[5 empty] | Ss_80_60_75 : Rotating Bridge Systems | Pr_30_59_02_31 : Fire-Resisting Air Transfer Grilles
[5 empty] | Ss_80_60_85 : Swing Bridge Systems | Pr_30_59_02_32 : Fire-Resisting Air Transfer Grilles With Smoke Shutters
[5 empty] | Ss_80_60_90 : Transporter Bridge Systems | Pr_30_59_02_78 : Soffit Grilles
[5 empty] | Ss_80_60_95 : Vertical Lift Bridge Systems | Pr_30_59_07 : Blinds And Shading Devices
[5 empty] | Ss_80_70 : Track Systems | Pr_30_59_07_05 : Awnings
[5 empty] | Ss_80_70_50 : Monorail Systems | Pr_30_59_07_07 : Blackout Blinds
[5 empty] | Ss_80_70_70 : Rail Track Systems | Pr_30_59_07_36 : Hardwood Shutters
[5 empty] | Ss_80_80 : Turntable Systems | Pr_30_59_07_64 : Pinoleum Blinds
[5 empty] | Ss_80_80_20 : Display Turntable Systems | Pr_30_59_07_66 : Pleated Blinds
[5 empty] | Ss_80_80_30 : Floor Turntable Systems | Pr_30_59_07_72 : Roller Blinds
[5 empty] | Ss_80_80_40 : Industrial Turntable Systems | Pr_30_59_07_81 : Softwood Shutters
[5 empty] | Ss_80_80_70 : Railway Turntable Systems | Pr_30_59_07_86 : Sunscreens
[5 empty] | Ss_80_80_85 : Stage Turntable Systems | Pr_30_59_07_94 : Venetian Blinds
[5 empty] | Ss_80_90 : Vehicle Access Systems | Pr_30_59_07_95 : Vertical Blinds
[5 empty] | Ss_80_90_05 : Aircraft Passenger Loading Bridge Systems | Pr_30_59_09 : Brise-Soleils And Components
[5 empty] | Ss_80_90_70 : Rocket Passenger Access Systems | Pr_30_59_09_01 : Aluminium Brise-Soleil Brace Arms
[5 empty] | Ss_80_90_75 : Ship Passenger Loading Bridge Systems | Pr_30_59_09_02 : Aluminium Brise-Soleil Louvre Blades
[5 empty] | Ss_80_95 : Temporary Transport Systems | Pr_30_59_09_03 : Aluminium Brise-Soleil Support Arms
[5 empty] | Ss_85 : Process Engineering Systems | Pr_30_59_09_04 : Aluminium Brise-Soleil Units
[5 empty] | Ss_85_72 : Robotic Systems | Pr_30_59_09_11 : Carbon Steel Brise-Soleil Brace Arms
[5 empty] | Ss_85_95 : Temporary Process Engineering Systems | Pr_30_59_09_12 : Carbon Steel Brise-Soleil Louvre Blades
[5 empty] | Ss_90 : Soft Facility Management Systems | Pr_30_59_09_13 : Carbon Steel Brise-Soleil Support Arms
[5 empty] | Ss_90_05 : Demand For Space | Pr_30_59_09_14 : Carbon Steel Brise-Soleil Units
[5 empty] | Ss_90_06 : Demand For Technical Infrastructure | Pr_30_59_09_33 : Glass Brise-Soleil Louvre Blades
[5 empty] | Ss_90_07 : Demand For Cleaning | Pr_30_59_09_34 : Glass Brise-Soleil Units
[5 empty] | Ss_90_08 : Demand Related To Outdoor Space | Pr_30_59_09_36 : Hardwood Brise-Soleil Louvre Blades
[5 empty] | Ss_90_09 : Workplace-Related Demand | Pr_30_59_09_37 : Hardwood Brise-Soleil Units
[5 empty] | Ss_90_10 : Specific Demand Related To Space And Infrastructure | Pr_30_59_09_62 : Plastics Brise-Soleil Louvre Blades
[5 empty] | Ss_90_11 : Demand For Health, Safety And Security | Pr_30_59_09_63 : Plastics Brise-Soleil Units
[5 empty] | Ss_90_12 : Hospitality Demands | Pr_30_59_09_80 : Softwood Brise-Soleil Louvre Blades
[5 empty] | Ss_90_13 : Demand For Information And Communication | Pr_30_59_09_81 : Softwood Brise-Soleil Units
[5 empty] | Ss_90_14 : Demand For Logistics | Pr_30_59_09_82 : Stainless Steel Brise-Soleil Brace Arms
[5 empty] | Ss_90_15 : Demand For Integrated Management, Consultancy And Administration | Pr_30_59_09_83 : Stainless Steel Brise-Soleil Louvre Blades
[5 empty] | Ss_90_20 : Specific Demand Of Administrative, Commercial And Protective Service Organizations | Pr_30_59_09_84 : Stainless Steel Brise-Soleil Support Arms
[5 empty] | Ss_90_25 : Specific Demand Of Cultural, Educational, Scientific And Information Organizations | Pr_30_59_09_85 : Stainless Steel Brise-Soleil Units
[5 empty] | Ss_90_30 : Specific Demand Of Industrial Organizations | Pr_30_59_23 : Door Frames And Leaves
[5 empty] | Ss_90_35 : Specific Demand Of Medical, Health, Welfare And Sanitary Organizations | Pr_30_59_23_02 : Aluminium Door Frames
[5 empty] | Ss_90_40 : Specific Demand Of Recreational Organizations | Pr_30_59_23_11 : Carbon Steel Door Frames
[5 empty] | Ss_90_45 : Specific Demand Of Residential Organizations | Pr_30_59_23_15 : Composite Door Frames
[5 empty] | Ss_90_50 : Specific Demand Of Disposal Organizations | Pr_30_59_23_16 : Composite Door Leaves
[5 empty] | Ss_90_55 : Specific Demand Of Piped Supply Organizations | Pr_30_59_23_32 : Frameless Glass Door Leaves
[5 empty] | Ss_90_60 : Specific Demand Of Heating, Cooling And Refrigeration Organizations | Pr_30_59_23_36 : Hardwood Door Frames
[5 empty] | Ss_90_65 : Specific Demand Of Ventilation And Air Conditioning Organizations | Pr_30_59_23_37 : Hardwood Flush Door Leaves
[5 empty] | Ss_90_70 : Specific Demand Of Electrical Organizations | Pr_30_59_23_38 : Hardwood Panelled Door Leaves
[5 empty] | Ss_90_75 : Specific Demand Of Communications, Security, Safety And Protection Organizations | Pr_30_59_23_50 : Matchboarded Door Leaves
[5 empty] | Ss_90_80 : Specific Demand Of Rail Organizations | Pr_30_59_23_53 : Metal Door Leaves
[5 empty] | Ss_90_81 : Specific Demand Of Road Organizations | Pr_30_59_23_84 : Stainless Steel Door Frames
[5 empty] | Ss_90_82 : Specific Demand Of Marine And Waterway Organizations | Pr_30_59_23_91 : Unplasticized Polyvinylchloride (PVC-U) Door Leaves
[5 empty] | Ss_90_83 : Specific Demand Of Cable Transport Organizations | Pr_30_59_28 : Escape Products
[5 empty] | Ss_90_84 : Specific Demand Of Aerospace Organizations | Pr_30_59_28_26 : Escape Chairs
[5 empty] | unknown | Pr_30_59_28_27 : Escape Chutes
Pr_30_59_28_28 : Escape Slides
Pr_30_59_28_78 : Slings
Pr_30_59_29_02 : Abutment Ventilators
Pr_30_59_29_15 : Combined Eaves Fascia Grilles And Ventilator Trays
Pr_30_59_29_30 : Flat Roof Ventilators
Pr_30_59_29_62 : Plastics Eaves Underlay Support
Pr_30_59_29_64 : Plastics Rafter Ventilator Trays
Pr_30_59_29_71 : Roof Ridge Ventilator Tiles
Pr_30_59_29_73 : Roof Slope Ventilator Tiles
Pr_30_59_29_82 : Strip Ventilators
Pr_30_59_33 : Gate Surrounds And Leaves
Pr_30_59_33_02 : Aluminium Sheet Gate Leaves
Pr_30_59_33_03 : Aluminium Vertical Rail Gate Leaves
Pr_30_59_33_11 : Carbon Steel Expanded Mesh Gate Leaves
Pr_30_59_33_12 : Carbon Steel Field Gate Leaves
Pr_30_59_33_13 : Carbon Steel Palisade Gate Leaves
Pr_30_59_33_14 : Carbon Steel Sheet Gate Leaves
Pr_30_59_33_15 : Carbon Steel Vertical Section Gate Leaves
Pr_30_59_33_16 : Carbon Steel Welded Mesh Gate Leaves
Pr_30_59_33_31 : Folding Gate Automation Mechanisms
Pr_30_59_33_33 : Gate Arches
Pr_30_59_33_34 : Glass Infill Gate Leaves
Pr_30_59_33_35 : Glazing Plastics Gate Leaves
Pr_30_59_33_36 : Hardwood Field Gate Leaves
Pr_30_59_33_37 : Hardwood Gate Leaves
Pr_30_59_33_38 : Hardwood Gate Surrounds
Pr_30_59_33_39 : Hardwood Palisade Gate Leaves
Pr_30_59_33_40 : Hinged And Swing Gate Automation Mechanisms
Pr_30_59_33_52 : Metal Gate Surrounds
Pr_30_59_33_62 : Plastics Gate Leaves
Pr_30_59_33_63 : Plywood Sheet Gate Leaves
Pr_30_59_33_76 : Sliding Gate Automation Mechanisms
Pr_30_59_33_78 : Stainless Steel Expanded Mesh Gate Leaves
Pr_30_59_33_82 : Stainless Steel Sheet Gate Leaves
Pr_30_59_33_84 : Stainless Steel Vertical Rail Gate Leaves
Pr_30_59_33_98 : Wrought Iron Decorative Gate Leaves
Pr_30_59_33_99 : Wrought Iron Vertical Rail Gate Leaves
Pr_30_59_34_01 : Aluminium Full Height Turnstiles
Pr_30_59_34_02 : Aluminium Gates
Pr_30_59_34_03 : Aluminium Safety Gates
Pr_30_59_34_10 : Canal Lock Gates
Pr_30_59_34_11 : Carbon Steel Bridle Gates
Pr_30_59_34_12 : Carbon Steel Dog Gates
Pr_30_59_34_13 : Carbon Steel Full Height Turnstiles
Pr_30_59_34_14 : Carbon Steel Gates
Pr_30_59_34_15 : Carbon Steel Half Height Turnstiles
Pr_30_59_34_16 : Carbon Steel Kissing Gates
Pr_30_59_34_17 : Carbon Steel Motorbike Inhibitors
Pr_30_59_34_18 : Carbon Steel Safety Gates
Pr_30_59_34_20 : Composite Gates
Pr_30_59_34_35 : Glazed Gates
Pr_30_59_34_36 : Hardwood Bridle Gates
Pr_30_59_34_37 : Hardwood Dog Gates
Pr_30_59_34_38 : Hardwood Gates
Pr_30_59_34_39 : Hardwood Kissing Gates
Pr_30_59_34_40 : Hardwood Ladder Stiles
Pr_30_59_34_41 : Hardwood Post And Rail Stiles
Pr_30_59_34_65 : Plastics Gates
Pr_30_59_34_78 : Stainless Steel Full Height Turnstiles
Pr_30_59_34_80 : Stainless Steel Gates
Pr_30_59_34_88 : Stainless Steel Half Height Turnstiles
Pr_30_59_34_90 : Stainless Steel Safety Gates
Pr_30_59_34_98 : Wrought Iron Gates
Pr_30_59_36_02 : Aluminium Access Hatches
Pr_30_59_36_11 : Carbon Steel Access Hatches
Pr_30_59_36_25 : Ductwork Access Doorsets
Pr_30_59_36_30 : Floor Hatches
Pr_30_59_36_50 : Manual Trapdoors
Pr_30_59_36_74 : Roof Hatches
Pr_30_59_36_76 : Self-Closing Safety Hatches
Pr_30_59_36_78 : Self-Closing Trapdoors
Pr_30_59_36_80 : Stainless Steel Access Hatches
Pr_30_59_36_96 : Wall Hatches
Pr_30_59_46 : Lift Barriers
Pr_30_59_46_46 : Lift Landing Doorsets
Pr_30_59_46_47 : Lift Landing Frames
Pr_30_59_46_48 : Lift Landing Sills
Pr_30_59_46_49 : Lift Platform Barriers
Pr_30_59_46_63 : Platform Lift Landing Doorsets And Gates
Pr_30_59_48 : Louvres And Components
Pr_30_59_48_29 : Flood Control Louvre Blades
Pr_30_59_48_30 : Flood Control Louvre Units
Pr_30_59_48_51 : Mirror Louvre Blades
Pr_30_59_48_52 : Mirror Louvre Units
Pr_30_59_48_56 : Noise Control Louvre Blades
Pr_30_59_48_57 : Noise Control Louvre Units
Pr_30_59_48_75 : Sand Trap Louvre Blades
Pr_30_59_48_76 : Sand Trap Louvre Units
Pr_30_59_48_77 : Security Louvre Blades
Pr_30_59_48_78 : Security Louvre Units
Pr_30_59_48_87 : Temperature Control Louvre Blades
Pr_30_59_48_88 : Temperature Control Louvre Units
Pr_30_59_48_94 : Visual Screening Louvre Blades
Pr_30_59_48_95 : Visual Screening Louvre Units
Pr_30_59_48_96 : Weather Louvre Blades
Pr_30_59_48_97 : Weather Louvre Units
Pr_30_59_57 : Opening Security And Protection Products
Pr_30_59_57_04 : Anti-Burglar Window Bars
Pr_30_59_57_07 : Bird Guards
Pr_30_59_57_28 : Escalator Shutters
Pr_30_59_57_29 : Firebreak Shutters
Pr_30_59_57_40 : Insect Screens
Pr_30_59_57_76 : Security Shutters
Pr_30_59_57_77 : Security Window Screens
Pr_30_59_58 : Operable Roof Ventilators
Pr_30_59_58_36 : Heat Control Roof Ventilators
Pr_30_59_58_50 : Manual Control Glazed Roof Ventilators
Pr_30_59_58_80 : Smoke Control Roof Ventilators
Pr_30_59_58_88 : Thermostatic Control Glazed Roof Ventilators
Pr_30_59_59 : Operable Vehicular Barriers
Pr_30_59_59_11 : Cantilevered Sliding Beams
Pr_30_59_59_38 : Height Restrictors
Pr_30_59_59_39 : Horizontal Swing Vehicular Barriers
Pr_30_59_59_72 : Rising Arm Vehicular Barriers
Pr_30_59_59_79 : Sliding Vehicular Barriers
Pr_30_59_60 : Pavement And Floorlight And Venting Products
Pr_30_59_60_32 : Glazed Floorlight Panels
Pr_30_59_60_33 : Glazed Lift-Out Floorlight Access Panel
Pr_30_59_60_34 : Glazed Lift-Out Access Pavement Light Panels
Pr_30_59_60_35 : Glazed Pavement Light Panels
Pr_30_59_60_36 : Glazed Smoke Venting Panels
Pr_30_59_60_57 : Non-Glazed Smoke Venting Panels
Pr_30_59_71 : Refuse And Linen Chute Inlets And Openings
Pr_30_59_71_12 : Chute Automatic Fire Doorsets
Pr_30_59_71_13 : Chute Door Interlocks
Pr_30_59_71_21 : Disposal Chute Discharge Outlets
Pr_30_59_71_22 : Disposal Chute Doorsets
Pr_30_59_71_23 : Disposal Chute Hoppers
Pr_30_59_71_46 : Linen Chute Discharge Outlets
Pr_30_59_71_47 : Linen Chute Doorsets
Pr_30_59_71_48 : Linen Chute Hoppers
Pr_30_59_72_15 : Concrete-Framed Glazed Lift-Out Rooflight Access Panels
Pr_30_59_72_16 : Concrete-Framed Glazed Rooflight Panels
Pr_30_59_72_17 : Continuous Rooflights
Pr_30_59_72_24 : Dormers
Pr_30_59_72_25 : Double Glazed Light Pipe Diffusers
Pr_30_59_72_30 : Factory-Assembled Insulating Rooflights (FAIRs)
Pr_30_59_72_42 : Individual Rooflights
Pr_30_59_72_46 : Lantern Lights
Pr_30_59_72_47 : Light Pipes
Pr_30_59_72_48 : Light Reflectors (motorised)
Pr_30_59_72_57 : Northlights
Pr_30_59_72_77 : Skylights
Pr_30_59_72_94 : Ventilating Light Pipe Diffusers
Pr_30_59_96 : Wall Venting Products
Pr_30_59_96_11 : Cavity Ventilators
Pr_30_59_96_33 : Gas Venting Grilles
Pr_30_59_96_35 : Ground-Level Vent Outlets
Pr_30_59_96_93 : Ventilation Gratings
Pr_30_59_96_96 : Wall Vent Outlets
Pr_30_59_98 : Window Panels
Pr_30_59_98_16 : Concrete-Framed Glazed Security Window Panels
Pr_35 : Covering And Finish Products
Pr_35_31 : Formless Covering And Finish Products
Pr_35_31_05 : Asphalt, Bitumen And Resin Mixtures
Pr_35_31_05_03 : Asphalt Concrete (AC) Base Courses
Pr_35_31_05_04 : Asphalt Concrete (AC) Binder Courses
Pr_35_31_05_05 : Asphalt Concrete (AC) Surface Courses
Pr_35_31_05_07 : Bitumen Coated Chippings
Pr_35_31_05_08 : Bitumen Emulsion And Glass Fibre Sandwich Matrix
Pr_35_31_05_10 : Bonded Grit Surfacings
Pr_35_31_05_19 : Cut-Back And Fluxed Bitumen Binders
Pr_35_31_05_36 : Hard Paving-Grade Bitumens
Pr_35_31_05_37 : Hot-Applied Oxidized Bitumen Coatings
Pr_35_31_05_38 : Hot-Rolled Asphalt (HRA) Base Courses
Pr_35_31_05_39 : Hot-Rolled Asphalt (HRA) Binder Courses
Pr_35_31_05_40 : Hot-Rolled Asphalt (HRA) Surface Courses And Slurries
Pr_35_31_05_42 : Impervious Textured Sports Surfacing
Pr_35_31_05_50 : Mastic Asphalt (MA) Surface Courses
Pr_35_31_05_60 : Paving-Grade Bitumens
Pr_35_31_05_64 : Polyurethane-Bound Ethylene Propylene Diene Monomer (EPDM) Rubber Crumb Surfacings
Pr_35_31_05_65 : Porous Asphalt Concrete (PAC) Surface Courses
Pr_35_31_05_71 : Resin-Bound Mixed Aggregate Surfacings
Pr_35_31_05_72 : Roofing, Tanking And Flooring Mastic Asphalt (MA)
Pr_35_31_05_83 : Stone Mastic Asphalt (SMA) Binder Courses
Pr_35_31_05_84 : Stone Mastic Asphalt (SMA) Regulating Courses
Pr_35_31_05_85 : Stone Mastic Asphalt (SMA) Surface Courses
Pr_35_31_06 : Bedding And Underlay Compounds
Pr_35_31_06_12 : Cementitious Levelling Screed Mixes
Pr_35_31_06_15 : Concrete (granolithic) Wearing Screed Mixes
Pr_35_31_06_28 : Fibre-Reinforced Levelling Screed Mixes
Pr_35_31_06_29 : Fine Concrete Levelling Screed Mixes
Pr_35_31_06_38 : High-Build Floor Coatings
Pr_35_31_06_47 : Lightweight Aggregate Levelling Screed Mixes
Pr_35_31_06_64 : Polymer-Modified Levelling Screed Mixes
Pr_35_31_06_65 : Polymer-Modified Wearing Screed Mixes
Pr_35_31_06_69 : Quick-Drying Levelling Screed Mixes
Pr_35_31_06_72 : Ready-Mixed Self-Smoothing Calcium Sulfate Screeds
Pr_35_31_06_73 : Ready-Mixed Trowelled Calcium Sulfate Screeds
Pr_35_31_06_78 : Self-Smoothing Levelling Screed Mixes
Pr_35_31_06_79 : Self-Smoothing Wearing Screed Mixes
Pr_35_31_06_80 : Smoothing And Levelling Underlay Compounds
Pr_35_31_22 : Decorative Coatings
Pr_35_31_22_02 : Aluminium Paints
Pr_35_31_22_11 : Casein Lime Washes
Pr_35_31_22_12 : Casein Paints
Pr_35_31_22_15 : Concrete Finishing Coats
Pr_35_31_22_16 : Concrete Flash Coats
Pr_35_31_22_17 : Concrete Floor Dyes
Pr_35_31_22_18 : Concrete Stains
Pr_35_31_22_52 : Micaceous Iron Oxide Paints
Pr_35_31_22_54 : Multi-Colour Coatings
Pr_35_31_22_55 : Multi-Colour Finish Spatter Coatings
Pr_35_31_22_58 : Oil-Bound Distempers
Pr_35_31_22_62 : Plant Oil Paints
Pr_35_31_22_64 : Plastic Texture Paints
Pr_35_31_22_72 : Resin-Based Breathable Masonry Paints
Pr_35_31_22_76 : Semi-Transparent Timber Stains And Dyes
Pr_35_31_22_77 : Silicate-Based Masonry Coatings
Pr_35_31_22_78 : Soft Distempers
Pr_35_31_22_79 : Solvent-Based Finishing Coats
Pr_35_31_22_80 : Solvent-Borne Gloss Finishes
Pr_35_31_22_81 : Solvent-Borne Masonry Paints
Pr_35_31_22_82 : Solvent-Borne Matt And Flat Finishes
Pr_35_31_22_83 : Solvent-Borne Mid-Sheen Finishes
Pr_35_31_22_87 : Tallow Lime Washes
Pr_35_31_22_95 : Water-Borne Gloss Finishes
Pr_35_31_22_96 : Water-Borne Masonry Paints
Pr_35_31_22_97 : Water-Borne Matt And Flat Finishes
Pr_35_31_22_98 : Water-Borne Mid-Sheen Finishes
Pr_35_31_64 : Plasters And Renders
Pr_35_31_64_01 : Acrylic Plasters
Pr_35_31_64_02 : Acrylic Renders
Pr_35_31_64_07 : Biocidal Renders
Pr_35_31_64_08 : Bonding Plasters
Pr_35_31_64_09 : Browning Plasters
Pr_35_31_64_12 : Cementitious Renders
Pr_35_31_64_14 : Clay Plasters
Pr_35_31_64_29 : Factory Mixed Plasters
Pr_35_31_64_31 : Fibrous Plasters
Pr_35_31_64_32 : Finish Plasters
Pr_35_31_64_35 : Gypsum Plasters
Pr_35_31_64_42 : Insulating Plasters
Pr_35_31_64_47 : Lime Plasters
Pr_35_31_64_48 : Lime Renders
Pr_35_31_64_64 : Polymer Plasters
Pr_35_31_64_65 : Polymer-Modified Renders
Pr_35_31_64_67 : Projection Plasters
Pr_35_31_64_70 : Render-Grade Resins
Pr_35_31_64_71 : Renovating Plasters
Pr_35_31_64_76 : Scagliola
Pr_35_31_64_77 : Silicone Renders
Pr_35_31_64_80 : Solid Cast Plasters
Pr_35_31_64_84 : Squash Court Plasters
Pr_35_31_64_85 : Stucco
Pr_35_31_64_86 : Synthetic Plasters
Pr_35_31_64_98 : X-Ray Undercoat Plasters
Pr_35_31_64_99 : Zinc Oxychloride Plasters
Pr_35_31_65 : Preparation Materials, Fillers And Stoppers
Pr_35_31_65_01 : Abrasives
Pr_35_31_65_21 : Decoratorâ€™s Caulks
Pr_35_31_65_22 : Decoratorâ€™s Flexible Fillers
Pr_35_31_65_23 : Degreaser Solutions
Pr_35_31_65_24 : Detergent Solutions
Pr_35_31_65_25 : Dusting Powders
Pr_35_31_65_27 : Efflorescence Control Compounds
Pr_35_31_65_28 : End Grain Sealers
Pr_35_31_65_29 : Fine Surface Fillers
Pr_35_31_65_30 : Finishing Compounds
Pr_35_31_65_31 : Fire-Resistant Fillers
Pr_35_31_65_34 : Gypsum-Based Bedding Compounds
Pr_35_31_65_50 : Masonry Stabilizers
Pr_35_31_65_72 : Resin-Based Stoppers
Pr_35_31_65_74 : Rust Removers
Pr_35_31_65_82 : Surface Fillers
Pr_35_31_65_95 : Water-Based Stoppers
Pr_35_31_65_96 : Wax-Based Fillers
Pr_35_31_65_97 : Wetting Agents
Pr_35_31_65_98 : Wood Knotting
Pr_35_31_66 : Preparatory Coatings
Pr_35_31_66_02 : Adhesion Promoters
Pr_35_31_66_03 : Alkali-Resisting Primers
Pr_35_31_66_07 : Basecoat Stains
Pr_35_31_66_08 : Bitumen Primers
Pr_35_31_66_09 : Bonding Coats
Pr_35_31_66_15 : Combined Barrier And Bonding Coats
Pr_35_31_66_16 : Concrete Curing Coatings
Pr_35_31_66_21 : Debonding Compounds
Pr_35_31_66_22 : Dressing Compounds
Pr_35_31_66_26 : Etching Primers
Pr_35_31_66_30 : Floor Covering Primers
Pr_35_31_66_34 : Gilding Basecoats
Pr_35_31_66_50 : Mastic Asphalt (MA) Primers
Pr_35_31_66_51 : Metallic Lead Primers
Pr_35_31_66_52 : Modified Bitumen Primers
Pr_35_31_66_53 : Mordant Solutions
Pr_35_31_66_55 : Multi-Colour Finish Basecoats
Pr_35_31_66_57 : Non-Bituminous Primers
Pr_35_31_66_60 : Paving Primers
Pr_35_31_66_62 : Plaster Primers
Pr_35_31_66_63 : Plasterboard Primers
Pr_35_31_66_67 : Primer-Sealers
Pr_35_31_66_68 : Primer-Undercoats
Pr_35_31_66_70 : Reinforcement Treatments
Pr_35_31_66_71 : Resin Coating Primers
Pr_35_31_66_75 : Sanded Primers
Pr_35_31_66_77 : Sealant Primers
Pr_35_31_66_78 : Slip Plane Bituminous Emulsion Paint Primers
Pr_35_31_66_80 : Solvent-Borne Basecoats
Pr_35_31_66_81 : Solvent-Borne Metal Primers
Pr_35_31_66_82 : Solvent-Borne Undercoats
Pr_35_31_66_83 : Solvent-Borne Timber Primers
Pr_35_31_66_88 : Thinners
Pr_35_31_66_92 : Universal Primers
Pr_35_31_66_94 : Water-Based Acrylic Primers
Pr_35_31_66_95 : Water-Borne Basecoats
Pr_35_31_66_96 : Water-Borne Metal Primers
Pr_35_31_66_97 : Water-Borne Thinned Undercoats
Pr_35_31_66_98 : Water-Borne Timber Primers
Pr_35_31_66_99 : Water-Borne Undercoats
Pr_35_31_67 : Preservative And Fire-Retardant Treatments
Pr_35_31_67_07 : Borate Pellet And Rod Preservatives
Pr_35_31_67_08 : Boron Compound Preservatives
Pr_35_31_67_14 : Clear Flame-Retardant Finishes
Pr_35_31_67_15 : Copper-Organic Preservatives
Pr_35_31_67_24 : Dry Interior Fire-Retardant Solutions
Pr_35_31_67_33 : Glycol-Borne Preservatives
Pr_35_31_67_37 : House Longhorn Beetle Timber Treatments
Pr_35_31_67_39 : Humidity-Resistant Fire-Retardant Solutions
Pr_35_31_67_42 : Interior Fire-Retardant Solutions
Pr_35_31_67_47 : Leach-Resistant Fire-Retardant Solutions
Pr_35_31_67_52 : Micro-Emulsion-Borne Preservatives
Pr_35_31_67_58 : Organic Solvent Preservatives
Pr_35_31_67_59 : Organic Solvent-Borne Preservatives
Pr_35_31_67_88 : Thatch Fire-Preservative Treatments
Pr_35_31_67_89 : Thatch Fire-Retardant Treatments
Pr_35_31_67_96 : Water-Borne Preservatives
Pr_35_31_67_97 : Water-Based Micro-Emulsion Preservatives
Pr_35_31_68 : Protective Coatings
Pr_35_31_68_01 : Acrylic-Based Waterproof Coatings
Pr_35_31_68_02 : Anionic Bitumen Emulsions
Pr_35_31_68_03 : Anodized Coatings
Pr_35_31_68_04 : Anti-Carbonation Coatings
Pr_35_31_68_05 : Anti-Graffiti Coatings
Pr_35_31_68_06 : Barrier Coats
Pr_35_31_68_07 : Bitumen-Based Black Coatings
Pr_35_31_68_09 : Bitumen Emulsion Waterproof Coatings
Pr_35_31_68_10 : Black Bitumen Coatings
Pr_35_31_68_11 : Cationic Bitumen Emulsions
Pr_35_31_68_12 : Cellulose Coatings
Pr_35_31_68_13 : Chrome Plating
Pr_35_31_68_14 : Clear Floor Varnishes
Pr_35_31_68_15 : Clear Varnishes
Pr_35_31_68_16 : Cold-Applied Bitumen Solutions
Pr_35_31_68_17 : Cold-Applied Polymer-Modified Bitumen Waterproof Coatings
Pr_35_31_68_18 : Concrete Polishes
Pr_35_31_68_19 : Copper Plating
Pr_35_31_68_21 : Cork Tile Polyurethane (PUR) Varnishes
Pr_35_31_68_27 : Epoxy Resin Coatings
Pr_35_31_68_28 : Epoxy Underwater Coatings
Pr_35_31_68_29 : Flame-Retardant Coatings
Pr_35_31_68_30 : Floor Coating Resins
Pr_35_31_68_31 : Floor Polishes
Pr_35_31_68_33 : Fungicidal Coatings
Pr_35_31_68_34 : Gold Plating
Pr_35_31_68_36 : Hard Wax Oils
Pr_35_31_68_37 : Heat-Resisting Coatings
Pr_35_31_68_38 : Hot-Applied Polymer-Modified Bitumen Waterproof Coatings
Pr_35_31_68_39 : Hot Dip Galvanized Coatings
Pr_35_31_68_40 : Hygienic Coatings
Pr_35_31_68_43 : Intumescent Protective Coatings
Pr_35_31_68_46 : Lacquers
Pr_35_31_68_47 : Liquid Tanking Resins
Pr_35_31_68_51 : Mastic Asphalt (MA) Polishes
Pr_35_31_68_52 : Membrane Walkway Coatings
Pr_35_31_68_55 : Multi-Colour Finish Glaze Coats
Pr_35_31_68_60 : Patination Oils
Pr_35_31_68_63 : Polyester Resin Waterproof Coatings
Pr_35_31_68_64 : Polyurethane (PUR) Waterproof Coatings
Pr_35_31_68_65 : Polyvinylidene Fluoride (PVDF) Coatings
Pr_35_31_68_66 : Powder Coatings
Pr_35_31_68_74 : Sherardized Coatings
Pr_35_31_68_81 : Solar Reflective Coatings
Pr_35_31_68_84 : Spray-Applied Fireproof Coatings
Pr_35_31_68_85 : Spray-Applied Thermal Insulation
Pr_35_31_68_86 : Surfacing Resins
Pr_35_31_68_87 : Tar-Based Black Coatings
Pr_35_31_68_88 : Thermoplastic Block Copolymer Waterproof Coatings
Pr_35_31_68_96 : Water-Dispersible Polymer Waterproof Coatings
Pr_35_31_68_97 : Water Repellents
Pr_35_31_68_98 : Yacht Varnishes
Pr_35_31_68_99 : Zinc Plating
Pr_35_31_77 : Sealers
Pr_35_31_77_05 : Anti-Graffiti Sealers
Pr_35_31_77_08 : Bitumen-Based Impregnating Sealers
Pr_35_31_77_12 : Cement-Based Screed Surface Sealers
Pr_35_31_77_15 : Concrete Sealers
Pr_35_31_77_16 : Cork Flooring Sealers
Pr_35_31_77_24 : Dry Shake Finish Sealers
Pr_35_31_77_25 : Dustproofing Sealers
Pr_35_31_77_29 : Floor Seals
Pr_35_31_77_30 : Floor Surface Sealers
Pr_35_31_77_42 : Intumescent Coating Sealers
Pr_35_31_77_50 : Mastic Asphalt (MA) Oil-Resistant Sealers
Pr_35_31_77_60 : Paving Sealers And Stabilizers
Pr_35_31_77_72 : Resin Floor Sealers
Pr_35_31_77_76 : Sealers
Pr_35_31_77_84 : Sprayed Monolithic Coating Sealers
Pr_35_31_77_89 : Timber Floor Sealers
Pr_35_31_77_92 : Ultra Violet (UV)-resistant Sealers
Pr_35_31_85 : Specialist Coatings
Pr_35_31_85_02 : Acoustic Chute Coatings
Pr_35_31_85_03 : Anti-Climb Paints
Pr_35_31_85_04 : Anti-Static Carpet Treatments
Pr_35_31_85_24 : Dry Rot Paints
Pr_35_31_85_29 : Fluorescent Paints
Pr_35_31_85_35 : Gilding Leaf
Pr_35_31_85_46 : Light Duty Road Markings
Pr_35_31_85_47 : Line Marking Paints
Pr_35_31_85_48 : Luminous Paints
Pr_35_31_85_62 : Polyurethane (PUR) Rubber Spray Surfaces
Pr_35_31_85_70 : Radiator Enamels
Pr_35_31_85_72 : Reflective Coatings
Pr_35_31_85_78 : Slip Plane Bituminous Emulsion Paints
Pr_35_31_85_80 : Slip-Resistant Surface Treatments
Pr_35_31_85_82 : Surface Hardeners
Pr_35_31_85_90 : Thermoplastic Road Markings
Pr_35_31_85_94 : Vitreous Enamels
Pr_35_31_85_96 : Water-Borne Resin Coatings
Pr_35_31_85_98 : Wearing Surface Dry Shake Material
Pr_35_57 : Non-Rigid Sheet, Mat And Strip Covering And Finish Products
Pr_35_57_11 : Carpets, Carpet Tiles, Underlays And Mats
Pr_35_57_11_05 : Axminster Carpets
Pr_35_57_11_11 : Cellular Plastics Underlays
Pr_35_57_11_13 : Cellular Rubber Underlays
Pr_35_57_11_15 : Combined Fibrous Or Non-Fibrous Underlays
Pr_35_57_11_24 : Dry Felt Paper Interlays
Pr_35_57_11_26 : Entrance Mats
Pr_35_57_11_28 : Ethylene Propylene Diene Monomer (EPDM) Rubber Mats
Pr_35_57_11_29 : Flat Surface Needled Carpet Tiles
Pr_35_57_11_30 : Flat Surface Needled Carpets
Pr_35_57_11_31 : Flocked Carpets
Pr_35_57_11_36 : Hessian-Faced Cork Underlays
Pr_35_57_11_38 : High Voltage Safety Mats
Pr_35_57_11_40 : Impregnated Fibrous Underlays
Pr_35_57_11_45 : Knitted Carpets
Pr_35_57_11_46 : Loose-Laid Cushion Matting
Pr_35_57_11_47 : Loose-Laid Fatigue Matting
Pr_35_57_11_49 : Loose-Laid Matting
Pr_35_57_11_51 : Low Voltage Safety Mats
Pr_35_57_11_56 : Needled Felt Underlays
Pr_35_57_11_57 : Needled Pile Carpet Tiles
Pr_35_57_11_58 : Needled Pile Carpets
Pr_35_57_11_62 : Pile Carpet Tiles
Pr_35_57_11_64 : Pile Carpets
Pr_35_57_11_66 : Polybutyl Teraphthalate (PBT) Bristle Mats
Pr_35_57_11_68 : Polyvinylchloride (PVC) Bristle Mats
Pr_35_57_11_72 : Reed Mats
Pr_35_57_11_74 : Rubber Crumb Underlays
Pr_35_57_11_91 : Tufted Carpets
Pr_35_57_11_97 : Wilton Carpets
Pr_35_57_15 : Composite Surfacing And Underlay Products
Pr_35_57_15_40 : In Situ Polymer Shock Absorption Layers
Pr_35_57_15_42 : Interlocking Shock Absorption Panels
Pr_35_57_15_75 : Sand Enveloped Shock Absorption Layers
Pr_35_57_22 : Decorative Papers And Roll Coverings
Pr_35_57_22_08 : Border Papers
Pr_35_57_22_15 : Cork Roll Coverings
Pr_35_57_22_38 : Heavy Duty Roll Coverings
Pr_35_57_22_42 : Ingrain Roll Coverings
Pr_35_57_22_46 : Linen-Backed Lining Papers
Pr_35_57_22_48 : Lining Papers
Pr_35_57_22_51 : Metal Foil Roll Coverings
Pr_35_57_22_52 : Metallic Effect Roll Coverings
Pr_35_57_22_53 : Metalized Roll Coverings
Pr_35_57_22_54 : Mural Roll Coverings
Pr_35_57_22_58 : Non-Woven Lining Papers
Pr_35_57_22_60 : Paper Roll Coverings
Pr_35_57_22_72 : Relief Roll Coverings
Pr_35_57_22_88 : Textile Roll Coverings
Pr_35_57_22_90 : Textured Effect Roll Coverings
Pr_35_57_22_95 : Vinyl Roll Coverings
Pr_35_57_51 : Membranes, Liners, Flexible Sheets And Fabrics
Pr_35_57_51_08 : Bitumen Sheets
Pr_35_57_51_11 : Carborundum Slip-Resistant Papers
Pr_35_57_51_15 : Cotton Canvas Tensile Fabrics
Pr_35_57_51_28 : Expanded Polytetrafluoroethylene (ePTFE) Tensile Fabrics
Pr_35_57_51_42 : Integrated Flexible Photovoltaic (PV) Module Membranes
Pr_35_57_51_51 : Membrane Walkways
Pr_35_57_51_52 : Metallized Plastics Window Films
Pr_35_57_51_53 : Modified Acrylic Fabrics
Pr_35_57_51_60 : Pitch Polymer Membranes
Pr_35_57_51_61 : Plant And Natural Fibre Linings
Pr_35_57_51_62 : Plastics Window Films
Pr_35_57_51_63 : Polyamide Plastics Sheets
Pr_35_57_51_64 : Polyester (PET) Coated Fabrics
Pr_35_57_51_65 : Polyester (PET) Tensile Fabrics
Pr_35_57_51_66 : Polyethylene (PE) Sheets
Pr_35_57_51_67 : Polymeric Roofing Membranes
Pr_35_57_51_68 : Polypropylene (PP) Membranes
Pr_35_57_51_69 : Polytetrafluoroethylene (PTFE) Tensile Fabrics
Pr_35_57_51_70 : Reinforced Bitumen Membrane Capsheets
Pr_35_57_51_71 : Reinforced Bitumen Membrane Perforated Underlays
Pr_35_57_51_72 : Reinforced Bitumen Membrane Underlays
Pr_35_57_51_76 : Self-Adhesive Bitumen Sheets
Pr_35_57_51_79 : Slip-Resistant Sheets And Strips
Pr_35_57_51_80 : Solar Glass-Weave Tensile Fabrics
Pr_35_57_51_84 : Stretch Fabric Membranes
Pr_35_57_51_85 : Suspended Fabric Panels
Pr_35_57_51_92 : Uncoated Polytetrafluoroethylene (PTFE) Fabrics
Pr_35_57_51_93 : Unplasticized Polyvinylchloride (PVC-U) Sheets
Pr_35_57_71 : Resilient Floor Coverings
Pr_35_57_71_02 : Agglomerated Composition Cork Tiles
Pr_35_57_71_04 : Agglomerated Composition Cork Tiles With Polyvinylchloride (PVC) Wearing Layer
Pr_35_57_71_13 : Composite Rubber Tiles
Pr_35_57_71_15 : Cork Linoleum (cork Carpet) Sheets
Pr_35_57_71_17 : Cork-Backed Linoleum Sheets
Pr_35_57_71_19 : Cork-Backed Polyvinylchloride (PVC) Sheets
Pr_35_57_71_20 : Cork-Backed Polyvinylchloride (PVC) Tiles
Pr_35_57_71_25 : Ethylene Propylene Diene Monomer (EPDM) Rubber Tiles
Pr_35_57_71_26 : Expanded (cushioned) Polyvinylchloride (PVC) Sheets
Pr_35_57_71_27 : Expanded (cushioned) Polyvinylchloride (PVC) Tiles
Pr_35_57_71_28 : Filled Fibrous-Backed Polyvinylchloride (PVC) Sheets
Pr_35_57_71_29 : Flow Applied Flooring
Pr_35_57_71_31 : Foam-Backed Linoleum Sheets
Pr_35_57_71_32 : Foam-Backed Smooth Rubber Sheets
Pr_35_57_71_33 : Granular Rubber Sheets
Pr_35_57_71_35 : Granular Rubber Tiles
Pr_35_57_71_36 : Hammered Rubber Tiles
Pr_35_57_71_38 : Heavy Duty Flow-Applied Flooring
Pr_35_57_71_43 : Jute Or Polyester Felt-Backed Polyvinylchloride (PVC) Sheets
Pr_35_57_71_44 : Jute Or Polyester Felt-Backed Polyvinylchloride (PVC) Tiles
Pr_35_57_71_46 : Linoleum Sheets
Pr_35_57_71_49 : Linoleum Tiles
Pr_35_57_71_61 : Particle-Based Enhanced Slip Resistant Polyvinylchloride (PVC) Sheets
Pr_35_57_71_62 : Particle-Based Enhanced Slip Resistant Polyvinylchloride (PVC) Tiles
Pr_35_57_71_64 : Polyvinylchloride (PVC) Foam-Backed Pvc Sheets
Pr_35_57_71_65 : Polyvinylchloride (PVC) Foam-Backed Pvc Tiles
Pr_35_57_71_67 : Polyvinylchloride (PVC) Sheets
Pr_35_57_71_68 : Polyvinylchloride (PVC) Tiles
Pr_35_57_71_72 : Relief Rubber Sheets
Pr_35_57_71_74 : Relief Rubber Tiles
Pr_35_57_71_76 : Semi-Flexible Polyvinylchloride (PVC) Tiles
Pr_35_57_71_80 : Smooth Rubber Sheets
Pr_35_57_71_84 : Smooth Rubber Tiles
Pr_35_57_71_86 : Solid Rubber Sheets
Pr_35_57_88 : Textiles
Pr_35_57_88_16 : Cotton Textiles
Pr_35_57_88_46 : Linen Textiles
Pr_35_57_88_97 : Woollen Textiles
Pr_35_57_88_98 : Wool-Nylon Textiles
Pr_35_90 : Trim Products
Pr_35_90_07 : Beads, Stops And Fillets
Pr_35_90_07_04 : Angle Fillets
Pr_35_90_07_08 : Bitumen Impregnated Fibreboard Fillets
Pr_35_90_07_12 : Ceramic Tile Angle Beads
Pr_35_90_07_24 : Dry Lining Beads
Pr_35_90_07_33 : Glazing Beads
Pr_35_90_07_36 : Hardwood Fillets
Pr_35_90_07_47 : Lead Came
Pr_35_90_07_63 : Plaster Beads
Pr_35_90_07_72 : Render Beads
Pr_35_90_07_73 : Render Stops
Pr_35_90_07_88 : Thin-Coat Plaster Beads
Pr_35_90_15 : Concrete Construction Joint Accessories
Pr_35_90_15_08 : Bottom-Of-Slab Plastics Crack Inducers
Pr_35_90_15_11 : Carbon Steel Arris Armourings
Pr_35_90_15_12 : Carbon Steel Shear Load Connectors
Pr_35_90_15_13 : Carbon Steel Strip Crack Inducers
Pr_35_90_15_14 : Centrally-Placed Rubber Flexible Waterstops
Pr_35_90_15_15 : Centrally-Placed Polyvinylchloride (PVC) Elastomer Flexible Waterstops
Pr_35_90_15_16 : Centrally-Placed Unplasticized Polyvinylchloride (PVC-U) Flexible Waterstops
Pr_35_90_15_37 : Headed Stud Shear Connectors
Pr_35_90_15_42 : Injectable Hose Waterstops
Pr_35_90_15_63 : Plastics Strip Crack Inducers
Pr_35_90_15_74 : Rubber Hydrophilic Waterstops
Pr_35_90_15_77 : Shrinkage Tube Crack Inducers
Pr_35_90_15_82 : Stainless Steel Arris Armourings
Pr_35_90_15_83 : Stainless Steel Shear Load Connectors
Pr_35_90_15_84 : Stainless Steel Strip Crack Inducers
Pr_35_90_15_85 : Surface Mounted Polyvinylchloride (PVC) Flexible Waterstops
Pr_35_90_15_86 : Synthetic Elastomer Hydrophilic Waterstops
Pr_35_90_22 : Dividing And Edge Strips
Pr_35_90_22_36 : Hardwood Edgings
Pr_35_90_22_51 : Metal Angle Edgings
Pr_35_90_22_52 : Metal Edgings
Pr_35_90_22_63 : Plastics Edgings
Pr_35_90_22_66 : Preformed Tiling Strip Joints
Pr_35_90_22_72 : Recycled Plastics Edgings
Pr_35_90_22_80 : Softwood Edgings
Pr_35_90_27 : Expansion Joints
Pr_35_90_27_11 : Chloroprene And Aluminium Expansion Joints
Pr_35_90_27_12 : Chloroprene And Copper Expansion Joints
Pr_35_90_27_13 : Chloroprene And Lead Expansion Joints
Pr_35_90_27_14 : Chloroprene And Stainless Steel Expansion Joints
Pr_35_90_27_15 : Chloroprene And Zinc Expansion Joints
Pr_35_90_28 : Exterior Trims And Sills
Pr_35_90_28_02 : Aluminium Sills
Pr_35_90_28_04 : Anti-Climb Security Devices
Pr_35_90_28_11 : Carbon Steel Sills
Pr_35_90_28_15 : Cover Caps
Pr_35_90_28_23 : Double Skin Glass-Reinforced Plastics (GRP) Components
Pr_35_90_28_28 : External Extension Sills
Pr_35_90_28_32 : Glass-Reinforced Plastics (GRP) Faï¿½Ssade Components
Pr_35_90_28_33 : Glass-Reinforced Plastics (GRP) Roof Components
Pr_35_90_28_36 : Hardwood Copings
Pr_35_90_28_38 : Hardwood Finishing Trims
Pr_35_90_28_39 : Hardwood Trim Boards
Pr_35_90_28_50 : Membrane Standing Seam Profiles
Pr_35_90_28_51 : Metal Drip Trims
Pr_35_90_28_52 : Metal Finishing Trims
Pr_35_90_28_62 : Plastics And Composite Material Trim Boards
Pr_35_90_28_64 : Polyvinylchloride (PVC) Standing Seam Profiles
Pr_35_90_28_72 : Roof Membrane Perimeter Trims
Pr_35_90_28_76 : Single Skin Ribbed Glass-Reinforced Plastics (GRP) Components
Pr_35_90_28_79 : Softwood Copings
Pr_35_90_28_80 : Softwood Edgings
Pr_35_90_28_81 : Softwood Finishing Trims
Pr_35_90_28_82 : Softwood Trim Boards
Pr_35_90_28_84 : Stainless Steel Undersills
Pr_35_90_28_85 : Stainless Steel Sills
Pr_35_90_28_92 : Unplasticized Polyvinylchloride (PVC-U) Finishing Trims
Pr_35_90_28_93 : Unplasticized Polyvinylchloride (PVC-U) Sills
Pr_35_90_30 : Flashings And Aprons
Pr_35_90_30_01 : Aluminium Flashings And Aprons
Pr_35_90_30_08 : Bitumen-Based Flashings And Aprons
Pr_35_90_30_15 : Copper Flashings And Aprons
Pr_35_90_30_34 : Glass-Reinforced Plastics (GRP) Flashings And Aprons
Pr_35_90_30_46 : Lead Flashings And Aprons
Pr_35_90_30_64 : Polyethylene (PE)-based Flashings And Aprons
Pr_35_90_30_72 : Recycled Plastics Flashings And Aprons
Pr_35_90_30_83 : Stainless Steel Flashings And Aprons
Pr_35_90_30_99 : Zinc Flashings And Aprons
Pr_35_90_31 : Floor And Stair Trims
Pr_35_90_31_11 : Carpet Gripper Strips
Pr_35_90_31_27 : Flexible Polyvinylchloride (PVC) Stair Nosings
Pr_35_90_31_28 : Floor Construction Joint Trims
Pr_35_90_31_29 : Floor Cover Strips
Pr_35_90_31_30 : Floor Dividing Strips
Pr_35_90_31_31 : Floor Edge Trims
Pr_35_90_31_32 : Floor Edging Strips
Pr_35_90_31_33 : Floor Threshold Strips
Pr_35_90_31_36 : Hardwood Floor Threshold Strips
Pr_35_90_31_37 : Hardwood Stair Trims
Pr_35_90_31_50 : Mat Well Frames
Pr_35_90_31_58 : One Part Floor Transition Strips
Pr_35_90_31_66 : Preformed Strip Joints To Screeds
Pr_35_90_31_70 : Radiator Pipe Floor Covers
Pr_35_90_31_71 : Raised Access Floor Level-Change Trims
Pr_35_90_31_72 : Raised Access Floor Vertical Edging Panels
Pr_35_90_31_73 : Render-Grade Resin Coves
Pr_35_90_31_74 : Rigid Stair Nosings
Pr_35_90_31_75 : Rubber Composite Stair Nosing Inserts
Pr_35_90_31_83 : Stair Rods
Pr_35_90_31_84 : Stair Trims
Pr_35_90_31_90 : Two-Part Floor Transition Strips
Pr_35_90_31_95 : Wearing Screed Sawn-Joint Sealing Strips
Pr_35_90_31_96 : Wood-Based Floor Threshold Strips
Pr_35_90_31_97 : Wood-Based Floor Transition Strips
Pr_35_90_33 : Gaskets, Weatherstrips And Baffles
Pr_35_90_33_12 : Cellular Rubber Gaskets
Pr_35_90_33_20 : Curtain Walls Glazing And Panel Gaskets
Pr_35_90_33_22 : Door And Window Weatherstrips And Seals
Pr_35_90_33_23 : Door Threshold Weatherstrips And Seals
Pr_35_90_33_25 : Duct Gaskets
Pr_35_90_33_26 : Ethylene Propylene Diene Monomer (EPDM) Rubber Section Glazing Trims
Pr_35_90_33_28 : Extruded Polyvinylchloride (PVC) Glazing Gaskets
Pr_35_90_33_34 : Glass-Reinforced Plastics (GRP) Cladding Neoprene Gaskets
Pr_35_90_33_56 : Neoprene Baffles
Pr_35_90_33_57 : Non-Cellular Rubber Gaskets
Pr_35_90_33_66 : Pre-Formed Butyl Strip Glazing Trims
Pr_35_90_33_77 : Single-Sided Glazing Gaskets
Pr_35_90_33_86 : Synthetic Rubber Glazing Gaskets
Pr_35_90_33_97 : Weatherstripping
Pr_35_90_33_99 : Zipper Gaskets
Pr_35_90_43 : Interior Wall And Ceiling Trims
Pr_35_90_43_02 : Aluminium Skirtings
Pr_35_90_43_03 : Angle Trims
Pr_35_90_43_04 : Arrises
Pr_35_90_43_12 : Ceiling Perimeter Trims
Pr_35_90_43_13 : Column Guards
Pr_35_90_43_14 : Cork Cove Skirtings
Pr_35_90_43_15 : Corner Guards
Pr_35_90_43_16 : Cover Strips
Pr_35_90_43_17 : Coves
Pr_35_90_43_21 : Edge Battens
Pr_35_90_43_22 : Edge Trims
Pr_35_90_43_27 : Epoxy-Based Castings
Pr_35_90_43_29 : Fibrous Plaster Mouldings
Pr_35_90_43_30 : Fire-Insulating Caps
Pr_35_90_43_32 : Hardwood Architraves
Pr_35_90_43_33 : Hardwood Backboards
Pr_35_90_43_34 : Hardwood Cover Strips
Pr_35_90_43_35 : Hardwood Dado Rails
Pr_35_90_43_36 : Hardwood Edge Trims
Pr_35_90_43_37 : Hardwood Lining Boards
Pr_35_90_43_38 : Hardwood Mouldings And Trims
Pr_35_90_43_39 : Hardwood Mounting Battens
Pr_35_90_43_40 : Hardwood Picture Rails
Pr_35_90_43_41 : Hardwood Protection Rails
Pr_35_90_43_42 : Hardwood Skirtings
Pr_35_90_43_47 : Lighting Cornices
Pr_35_90_43_48 : Medium Density Fibreboard (MDF) Architraves
Pr_35_90_43_49 : Medium Density Fibreboard (MDF) Backboards
Pr_35_90_43_50 : Medium Density Fibreboard (MDF) Cover Strips
Pr_35_90_43_51 : Medium Density Fibreboard (MDF) Dado Rails
Pr_35_90_43_52 : Medium Density Fibreboard (MDF) Edge Trims
Pr_35_90_43_53 : Medium Density Fibreboard (MDF) Lining Boards
Pr_35_90_43_54 : Medium Density Fibreboard (MDF) Mouldings And Trims
Pr_35_90_43_55 : Medium Density Fibreboard (MDF) Mounting Battens
Pr_35_90_43_56 : Medium Density Fibreboard (MDF) Picture Rails
Pr_35_90_43_57 : Medium Density Fibreboard (MDF) Protection Rails
Pr_35_90_43_58 : Medium Density Fibreboard (MDF) Skirtings
Pr_35_90_43_59 : Panel Partition Closer Pieces
Pr_35_90_43_60 : Pilasters
Pr_35_90_43_61 : Plaster Cornices
Pr_35_90_43_62 : Plastics Skirtings
Pr_35_90_43_64 : Polyvinylchloride (PVC) Cove Skirtings
Pr_35_90_43_66 : Preformed Casings
Pr_35_90_43_70 : Radiator Guards
Pr_35_90_43_74 : Rubber Cove Skirtings
Pr_35_90_43_75 : Softwood Architraves
Pr_35_90_43_76 : Softwood Backboards
Pr_35_90_43_77 : Softwood Cover Strips
Pr_35_90_43_78 : Softwood Dado Rails
Pr_35_90_43_79 : Softwood Edge Trims
Pr_35_90_43_80 : Softwood Lining Boards
Pr_35_90_43_81 : Softwood Mouldings And Trims
Pr_35_90_43_82 : Softwood Mounting Battens
Pr_35_90_43_83 : Softwood Picture Rails
Pr_35_90_43_84 : Softwood Protection Rails
Pr_35_90_43_85 : Softwood Skirtings
Pr_35_90_43_86 : Solid Cast Plaster Mouldings
Pr_35_90_43_87 : Solvent-Based Castings
Pr_35_90_43_88 : Stainless Steel Skirtings
Pr_35_90_43_96 : Wall Protection Panels
Pr_35_90_50 : Masonry Walling Ancillary Products
Pr_35_90_50_03 : Airbricks
Pr_35_90_50_62 : Perpend Joint Plastics Cavity Ventilators
Pr_35_90_50_63 : Perpend Joint Plastics Weep Holes
Pr_35_90_50_64 : Plastics Cavity Closers
Pr_35_90_50_88 : Tile Creasings
Pr_35_90_53 : Movement Joints
Pr_35_90_53_11 : Cast-In Screed Movement Joints
Pr_35_90_53_30 : Fibre Cement Movement Joints
Pr_35_90_53_42 : Insulated Render System Construction And Movement Joints
Pr_35_90_53_50 : Mastic Asphalt (MA) Movement Joints
Pr_35_90_53_52 : Metal Movement Joint Edging Angles
Pr_35_90_53_53 : Metal Section Movement Joints
Pr_35_90_53_54 : Minor Flat Roofing Movement Joints
Pr_35_90_53_72 : Resin Flooring Strip Movement Joints
Pr_35_90_53_85 : Sprayed Monolithic Coating Movement Joints
Pr_35_90_53_86 : Strip Movement Joints
Pr_35_90_53_88 : Timber Flooring Movement Joints
Pr_35_90_53_93 : Unplasticized Polyvinylchloride (PVC-U) External Render And Plaster Movement Joints
Pr_35_90_60 : Paving Studs And Inserts
Pr_35_90_60_22 : Demarcation Inserts
Pr_35_90_60_71 : Retroreflecting Road Studs
Pr_35_90_60_77 : Skateboard Deterrent Studs
Pr_35_90_60_78 : Slip Resistant Cast Inserts
Pr_35_90_60_79 : Slip Resistant Rebate Inserts
Pr_35_90_60_87 : Tactile Paving Studs
Pr_35_90_87 : Tapes, Strips And Profile Fillers
Pr_35_90_87_01 : Acrylic Adhesive Fixing Tapes
Pr_35_90_87_02 : Aluminium Conductor Tapes
Pr_35_90_87_03 : Aluminium Foil Tapes
Pr_35_90_87_07 : Butyl Rubber Adhesive Tapes
Pr_35_90_87_08 : Butyl Rubber Preformed Strips
Pr_35_90_87_09 : Butyl Rubber Sealant Tapes
Pr_35_90_87_10 : Butyl Rubber Fleece Tapes
Pr_35_90_87_15 : Copper Conductor Tapes
Pr_35_90_87_23 : Double-Sided Tape Damp-Proof Course Joint Sealers
Pr_35_90_87_25 : Ethylene Propylene Diene Monomer (EPDM)-coated Expanded Polyethylene (PE) Foam Profile Fillers
Pr_35_90_87_26 : Expanded Polyethylene (PE) Foam Profile Fillers
Pr_35_90_87_27 : Expanded Polyethylene (PE) Foam Strips
Pr_35_90_87_28 : Expanded Polystyrene (EPS) Foam Strips
Pr_35_90_87_30 : Fire-Resistant Glazing Tapes
Pr_35_90_87_31 : Flash Tapes
Pr_35_90_87_34 : Glass Fibre Mesh Repair Tapes
Pr_35_90_87_37 : Heat-Bonded Carpet Tapes
Pr_35_90_87_41 : Intumescent Tapes
Pr_35_90_87_42 : Isolating Tapes
Pr_35_90_87_52 : Metal Strip Reinforced Paper Tapes
Pr_35_90_87_54 : Mineral Fibre Profile Fillers
Pr_35_90_87_56 : Non-Impregnated Foam Glazing Tapes
Pr_35_90_87_60 : Paper Jointing Tapes
Pr_35_90_87_64 : Polyethylene (PE) Debonding Tapes
Pr_35_90_87_66 : Polytetrafluoroethylene (PTFE) Tapes
Pr_35_90_87_67 : Pre-Formed Butyl Shim Glazing Tapes
Pr_35_90_87_72 : Retroreflective Self-Adhesive Tapes
Pr_35_90_87_77 : Self-Adhesive Bitumen Tapes
Pr_35_90_87_78 : Self-Adhesive Sports Marking Tapes
Pr_35_90_87_84 : Structural Glazing Tapes
Pr_35_90_87_85 : Synthetic Closed Cell Foam Rubber Profile Fillers
Pr_35_90_87_86 : Synthetic Rubber Strips
Pr_35_90_87_91 : Underground Cable Marker Tapes
Pr_35_90_87_96 : Warning Marker Tapes
Pr_35_90_87_97 : Water Polo Field Marking Lines
Pr_35_90_87_98 : Woven Glass Fibre Fabric Strips
Pr_35_90_93 : Unit Roofing Fittings
Pr_35_90_93_07 : Bitumen Membrane Shingle Cappings
Pr_35_90_93_10 : Clay Tile Coursing Fittings
Pr_35_90_93_11 : Clay Tile Hip Fittings
Pr_35_90_93_12 : Clay Tile Ornamental Fittings
Pr_35_90_93_13 : Clay Tile Ridge Fittings
Pr_35_90_93_14 : Clay Tile Roof Slope Ventilation Fittings
Pr_35_90_93_15 : Clay Tile Valley Fittings
Pr_35_90_93_16 : Clay Tile Verge Fittings
Pr_35_90_93_17 : Concrete Tile Coursing Fittings
Pr_35_90_93_18 : Concrete Tile Hip Fittings
Pr_35_90_93_19 : Concrete Tile Ornamental Fittings
Pr_35_90_93_20 : Concrete Tile Ridge Fittings
Pr_35_90_93_21 : Concrete Tile Roof Slope Ventilation Fittings
Pr_35_90_93_22 : Concrete Tile Valley Fittings
Pr_35_90_93_23 : Concrete Tile Verge Fittings
Pr_35_90_93_28 : Fibre-Cement Slate Coursing Fittings
Pr_35_90_93_29 : Fibre-Cement Slate Hip Fittings
Pr_35_90_93_30 : Fibre-Cement Slate Ridge Fittings
Pr_35_90_93_31 : Fibre-Cement Slate Roof Slope Ventilation Fittings
Pr_35_90_93_32 : Fibre-Cement Slate Verge Fittings
Pr_35_90_93_36 : Hardwood Shake Fittings
Pr_35_90_93_37 : Hardwood Shingle Fittings
Pr_35_90_93_38 : Hardwood Shingle Pattern Fittings
Pr_35_90_93_51 : Metal Tile Hip Fittings
Pr_35_90_93_52 : Metal Tile Ridge Fittings
Pr_35_90_93_53 : Metal Tile Verge Fittings
Pr_35_90_93_71 : Reconstituted Slate Coursing Fittings
Pr_35_90_93_72 : Reconstituted Slate Roof Slope Ventilation Fittings
Pr_35_90_93_79 : Slate Coursing Fittings
Pr_35_90_93_80 : Softwood Shake Fittings
Pr_35_90_93_81 : Softwood Shingle Fittings
Pr_35_90_93_82 : Softwood Shingle Pattern Fittings
Pr_35_93 : Unit Covering And Finish Products
Pr_35_93_96 : Wall And Floor Tile Units
Pr_35_93_96_11 : Cast Stone Wall And Floor Slabs
Pr_35_93_96_12 : Cast Stone Tiles
Pr_35_93_96_13 : Ceramic Tile Borders
Pr_35_93_96_14 : Ceramic Tile Cove Skirtings
Pr_35_93_96_15 : Ceramic Tile Floor Channels
Pr_35_93_96_16 : Ceramic Tile Round Edges
Pr_35_93_96_17 : Ceramic Tile Sit-On Skirtings
Pr_35_93_96_18 : Ceramic Tile Step Treads
Pr_35_93_96_19 : Ceramic Tiles
Pr_35_93_96_20 : Concrete Tiles
Pr_35_93_96_51 : Metal Tiles
Pr_35_93_96_53 : Mosaic Tiles
Pr_35_93_96_66 : Quarry Tile Borders
Pr_35_93_96_67 : Quarry Tile Cove Skirtings
Pr_35_93_96_68 : Quarry Tile Floor Channels
Pr_35_93_96_69 : Quarry Tile Round Edges
Pr_35_93_96_70 : Quarry Tile Sit-On Skirtings
Pr_35_93_96_71 : Quarry Tile Step Treads
Pr_35_93_96_72 : Quarry Tiles
Pr_35_93_96_85 : Stone Wall And Floor Slabs
Pr_35_93_96_86 : Stone Tiles
Pr_35_93_96_88 : Terrazzo Slabs
Pr_35_93_96_89 : Terrazzo Tile Skirtings
Pr_35_93_96_90 : Terrazzo Tiles
Pr_35_93_96_92 : Tile Spacers
Pr_35_93_97 : Wood Block Units
Pr_35_93_97_15 : Composition Hardwood Blocks
Pr_35_93_97_16 : Composition Softwood Blocks
Pr_35_93_97_36 : Hardwood Blocks
Pr_35_93_97_37 : Hardwood Mosaic Panels
Pr_35_93_97_81 : Softwood Blocks
Pr_35_93_97_82 : Softwood Mosaic Panels
Pr_40 : Signage And Fittings, Furnishings And Equipment (FFandE) Products
Pr_40_10 : Signage Products
Pr_40_10_57 : Notices, Identification And Labels
Pr_40_10_57_02 : Adhesive Colour Pipe Bands
Pr_40_10_57_10 : Burnt Clay Warning Marker Tiles
Pr_40_10_57_15 : Concrete Warning Marker Tiles
Pr_40_10_57_24 : Electrical Diagrams
Pr_40_10_57_26 : Engraved Mechanical Plant And Equipment Identification Labels
Pr_40_10_57_27 : Engraved Valve Charts And Schematics
Pr_40_10_57_28 : Engraved Valve Identification Labels
Pr_40_10_57_29 : Equipment Labels And Warning Notices
Pr_40_10_57_32 : Fire Hydrant Indicator Plates
Pr_40_10_57_40 : Inclined Stair Lift Notices
Pr_40_10_57_52 : Metal Ductwork Labels
Pr_40_10_57_56 : Nail Identification Washers
Pr_40_10_57_60 : Paper Valve Charts And Schematics
Pr_40_10_57_62 : Photoluminescent Low Mounted Way-Guidance Lighting
Pr_40_10_57_63 : Plants Delivery Labels
Pr_40_10_57_64 : Plants Permanent Labels
Pr_40_10_77_64 : Platform Lift Signs
Pr_40_10_57_65 : Plastics Ductwork Labels
Pr_40_10_57_66 : Plastics Warning Marker Boards
Pr_40_10_57_67 : Platform Lift Notices
Pr_40_10_57_76 : Screen-Printed Mechanical Plant And Equipment Identification Labels
Pr_40_10_57_77 : Screen-Printed Valve Identification Labels
Pr_40_10_57_78 : Self-Adhesive Plastics Ductwork Labels And Transfers
Pr_40_10_57_88 : Telecommunications Equipment And Outlets Labels
Pr_40_10_57_98 : Water Fire Fighting System Identification And Labels
Pr_40_10_77 : Signs And Markers
Pr_40_10_77_02 : 'A' Boards
Pr_40_10_77_04 : Alpha Numeric Characters
Pr_40_10_77_05 : Applied Glazing Details
Pr_40_10_77_06 : Banner Signs
Pr_40_10_77_08 : Braille Signs
Pr_40_10_77_11 : Cabinet Signs
Pr_40_10_77_12 : Catâ€™s Eyes
Pr_40_10_77_22 : Designation Signs
Pr_40_10_77_24 : Directory Signs
Pr_40_10_77_28 : Externally Illuminated Emergency Exit Signs
Pr_40_10_77_29 : Fencing Safety Reflectors
Pr_40_10_77_30 : Finger Signs
Pr_40_10_77_31 : Fire Equipment Signs
Pr_40_10_77_32 : Fire Escape Route Signs
Pr_40_10_77_33 : Fixed Signs
Pr_40_10_77_36 : Hazard Signs
Pr_40_10_77_38 : Hoarding Signs
Pr_40_10_77_42 : Individual Letter Signs
Pr_40_10_77_43 : Induction Loop System Signs
Pr_40_10_77_46 : Ladder Signs
Pr_40_10_77_50 : Mandatory Action Signs
Pr_40_10_77_51 : Mandatory Signs
Pr_40_10_77_52 : Monolith Signs
Pr_40_10_77_53 : Moving Signs
Pr_40_10_77_62 : Photoluminescent Emergency Signs
Pr_40_10_77_63 : Plaques
Pr_40_10_77_66 : Prohibition Signs
Pr_40_10_77_69 : Public Access Stair Lift Signs
Pr_40_10_77_72 : Road Traffic Signs
Pr_40_10_77_75 : Safe Condition Signs
Pr_40_10_77_76 : Safety Signs
Pr_40_10_77_77 : Signboards
Pr_40_10_77_79 : Sliding Cover Signs
Pr_40_10_77_84 : Street Sign Plates
Pr_40_10_77_85 : Street Signs
Pr_40_10_77_86 : Surveillance System Signs
Pr_40_10_77_94 : Verge Markers
Pr_40_10_77_96 : Warning Markers
Pr_40_10_77_98 : Warning Signs
Pr_40_30 : Fittings
Pr_40_30_04 : Animal Housing
Pr_40_30_04_02 : Animal Feeding Stations
Pr_40_30_04_06 : Bat Boxes
Pr_40_30_04_07 : Bird Baths
Pr_40_30_04_08 : Bird Boxes
Pr_40_30_04_09 : Bird Roosts
Pr_40_30_04_15 : Columbaria
Pr_40_30_04_24 : Dog Kennels
Pr_40_30_04_25 : Dovecotes
Pr_40_30_04_41 : Insect Houses
Pr_40_30_04_50 : Mammal Houses
Pr_40_30_04_56 : Nesting Baskets
Pr_40_30_04_57 : Nest Poles And Platforms
Pr_40_30_06 : Bathing Fittings
Pr_40_30_06_02 : Accessible Baths
Pr_40_30_06_08 : Baths
Pr_40_30_06_11 : Bidets
Pr_40_30_06_36 : Health Care General Baths
Pr_40_30_06_38 : Hospital Pattern Bidets
Pr_40_30_06_75 : Sauna Room Packages
Pr_40_30_06_78 : Shower Enclosure Packages
Pr_40_30_06_79 : Shower Enclosures
Pr_40_30_06_84 : Shower Trays
Pr_40_30_06_85 : Steam Cabinet Packages
Pr_40_30_06_86 : Steam Room Packages
Pr_40_30_06_99 : Whirlpool Baths
Pr_40_30_20 : Cycle Stands And Lockers
Pr_40_30_20_12 : Ceiling-Mounted Cycle Supports
Pr_40_30_20_20 : Cycle Lockers
Pr_40_30_20_35 : Ground-Mounted Cycle Stands
Pr_40_30_20_96 : Wall-Mounted Cycle Stands
Pr_40_30_21_18 : Counter Tops
Pr_40_30_21_22 : Dishwasher Inlet Tables
Pr_40_30_21_23 : Dishwasher Outlet Tables
Pr_40_30_21_32 : Food Preparation Worktops
Pr_40_30_21_47 : Laboratory Work Benches
Pr_40_30_21_62 : Picnic Tables
Pr_40_30_21_78 : School Art, Design And Technology Work Benches
Pr_40_30_21_79 : Servery Counters
Pr_40_30_21_80 : Sink Tables
Pr_40_30_21_86 : Street And Site Tables
Pr_40_30_22 : Deterrents And Traps
Pr_40_30_22_02 : Animal Deterrents
Pr_40_30_22_05 : Bird Bait Stations
Pr_40_30_22_06 : Bird Deterrent Spikes
Pr_40_30_22_11 : Cage Traps
Pr_40_30_22_14 : Coiled Wire Bird Deterrents
Pr_40_30_22_22 : Decoy Predators
Pr_40_30_22_26 : Electric Pulse Tactile/Track Bird Deterrents
Pr_40_30_22_30 : Flight Diverters
Pr_40_30_22_31 : Frond Bird Deterrents
Pr_40_30_22_34 : Guard Barriers
Pr_40_30_22_38 : Humane Traps
Pr_40_30_22_40 : Inclined Surface Bird Deterrents
Pr_40_30_22_46 : Laser Bird Repellers
Pr_40_30_22_48 : Low Tension Wire Bird (gull) Deterrents
Pr_40_30_22_56 : Non-Toxic Rat And Mouse Baits
Pr_40_30_22_60 : Pheromone Traps
Pr_40_30_22_64 : Powered Traps
Pr_40_30_22_66 : Powered Ultraviolet Light Traps
Pr_40_30_22_76 : Scare Eyes
Pr_40_30_22_80 : Sonic Bird Deterrents
Pr_40_30_22_82 : Spring Traps
Pr_40_30_22_84 : Sprung Tension Wire Bird Deterrents
Pr_40_30_22_87 : Tactile Gels And Liquids Deterrents
Pr_40_30_22_89 : Taste And Scent Bird Deterrents
Pr_40_30_22_92 : Ultrasonic Rodent Repellers
Pr_40_30_22_95 : Vision Disturbance Bird Deterrents
Pr_40_30_22_96 : Visual Threat Bird Deterrents
Pr_40_30_25 : Display And Presentation Fittings And Equipment
Pr_40_30_25_04 : Audio Visual Furniture
Pr_40_30_25_07 : Blackboards
Pr_40_30_25_22 : Demountable Podia And Staging
Pr_40_30_25_30 : Freestanding Screens
Pr_40_30_25_42 : Interactive Whiteboards
Pr_40_30_25_50 : Magnetic Boards
Pr_40_30_25_55 : Multimedia Screens
Pr_40_30_25_58 : Notice Boards
Pr_40_30_25_64 : Pin Boards
Pr_40_30_25_66 : Presentation Lecterns
Pr_40_30_25_67 : Projection Screens
Pr_40_30_25_88 : Teaching Walls
Pr_40_30_25_96 : Whiteboards
Pr_40_30_26 : Drying Lines
Pr_40_30_26_09 : Bathroom Clothes Drying Lines
Pr_40_30_26_58 : Outdoor Clothes Rotary Driers
Pr_40_30_26_59 : Outdoor Clothes Drying Lines
Pr_40_30_26_63 : Photographic Film Drying Lines
Pr_40_30_26_93 : Utility Room Clothes Drying Lines
Pr_40_30_29 : Fitted Chairs, Seats And Benches
Pr_40_30_29_29 : Fixed Seats
Pr_40_30_29_31 : Fixed Observation Poolside Chairs
Pr_40_30_29_72 : Retractable And Demountable Seats
Pr_40_30_29_84 : Street And Site Benches
Pr_40_30_29_85 : Street And Site Seats
Pr_40_30_30 : Fitted Desks, Tables And Worktops
Pr_40_30_31 : Flagpoles
Pr_40_30_31_29 : Fan-Assisted Ground-Mounted Flagpoles
Pr_40_30_31_33 : Ground-Mounted Hinged Banner Poles
Pr_40_30_31_34 : Ground-Mounted Hinged Flagpoles
Pr_40_30_31_35 : Ground-Mounted Sleeved Flagpoles
Pr_40_30_31_53 : Mobile Telescopic Flagpoles
Pr_40_30_31_70 : Rigged And Guyed Flagpoles
Pr_40_30_31_71 : Rigged Un-Guyed Flagpoles
Pr_40_30_31_96 : Wall-Mounted Flagpoles
Pr_40_30_61 : Play Equipment
Pr_40_30_61_15 : Climbing Frames
Pr_40_30_61_18 : Combined Play Structures
Pr_40_30_61_42 : Infantâ€™s Swings
Pr_40_30_61_52 : Modular Play Climbers
Pr_40_30_61_61 : Play Panels
Pr_40_30_61_62 : Play Pools
Pr_40_30_61_63 : Play Roundabouts
Pr_40_30_61_64 : Play Runways
Pr_40_30_61_65 : Play Sandpits
Pr_40_30_61_66 : Play Slides
Pr_40_30_61_67 : Play Swings
Pr_40_30_61_77 : See-Saws
Pr_40_30_61_78 : Sensory Play Structures
Pr_40_30_61_79 : Sit-On Rockers
Pr_40_30_61_82 : Spinning Poles
Pr_40_30_61_88 : Traditional Rockers
Pr_40_30_61_96 : Water Play Fountains
Pr_40_30_61_97 : Water Play Structures
Pr_40_30_61_98 : Wobble Boards
Pr_40_30_66 : Privacy And Screening Fittings
Pr_40_30_66_16 : Curtain Supports
Pr_40_30_66_18 : Curtains
Pr_40_30_66_68 : Privacy Curtains
Pr_40_30_66_76 : Shower Curtain Rails
Pr_40_30_66_77 : Shower Curtains
Pr_40_30_76 : Sanitary Accessories
Pr_40_30_76_02 : Air Fresheners
Pr_40_30_76_06 : Baby Changing Units
Pr_40_30_76_07 : Bath Panels
Pr_40_30_76_58 : Outdoor Ashtrays
Pr_40_30_76_82 : Soap Dishes
Pr_40_30_76_83 : Splashbacks
Pr_40_30_76_84 : Support Rails
Pr_40_30_76_86 : Toilet Brush Holders
Pr_40_30_76_88 : Toilet Roll Holders
Pr_40_30_76_89 : Toothbrush Holders
Pr_40_30_76_90 : Towel Rails
Pr_40_30_76_91 : Towel Rings
Pr_40_30_76_92 : Tumbler Holders
Pr_40_30_76_94 : Vanity Units
Pr_40_30_76_98 : Wc Pan Backrests
Pr_40_30_78 : Shelves And Storage Units
Pr_40_30_78_02 : Airing Cabinets
Pr_40_30_78_06 : Bathroom Cabinets
Pr_40_30_78_07 : Bathroom Cupboards
Pr_40_30_78_08 : Bathroom Shelves
Pr_40_30_78_09 : Bedside Units
Pr_40_30_78_11 : Chests
Pr_40_30_78_12 : Classroom Storage Units
Pr_40_30_78_13 : Cloakroom Units
Pr_40_30_78_14 : Clothes Drying Cabinets
Pr_40_30_78_15 : Clothes Hooks
Pr_40_30_78_16 : Coat Hangers
Pr_40_30_78_17 : Coat Racks
Pr_40_30_78_18 : Commercial Kitchen Shelving And Racking Units
Pr_40_30_78_22 : Desk Tidies
Pr_40_30_78_24 : Drawer Units
Pr_40_30_78_26 : Dressers
Pr_40_30_78_28 : External Storage Units
Pr_40_30_78_29 : Filing Cabinets
Pr_40_30_78_36 : Hat Stands
Pr_40_30_78_42 : Index Storage Units
Pr_40_30_78_43 : Kitchen Drawer Units
Pr_40_30_78_44 : Kitchen Bench Cupboards
Pr_40_30_78_45 : Kitchen Storage Units
Pr_40_30_78_46 : Laboratory Storage Units
Pr_40_30_78_48 : Lockers
Pr_40_30_78_53 : Movable Aisle Storage Units
Pr_40_30_78_58 : Office Storage Units
Pr_40_30_78_59 : Overhead Kitchen Cupboards
Pr_40_30_78_63 : Plan Chests
Pr_40_30_78_72 : Rotary Storage Units
Pr_40_30_78_76 : Security Cages
Pr_40_30_78_77 : Shelf Units
Pr_40_30_78_78 : Shelves
Pr_40_30_78_79 : Shelf And Racking Units
Pr_40_30_78_80 : Shoe Trees
Pr_40_30_78_81 : Sideboards
Pr_40_30_78_84 : Storage Carousels
Pr_40_30_78_85 : Storage Chests
Pr_40_30_78_86 : Suspension Storage Units
Pr_40_30_78_90 : Tool Chests
Pr_40_30_78_92 : Umbrella Stands
Pr_40_30_78_93 : Under-Bed Storage Units
Pr_40_30_78_95 : Wardrobe Rails
Pr_40_30_78_96 : Wardrobes
Pr_40_30_79 : Sinks
Pr_40_30_79_11 : Cast Stone Sinks
Pr_40_30_79_15 : Ceramic Sinks
Pr_40_30_79_17 : Commercial Kitchen Rinsing Sinks
Pr_40_30_79_18 : Counter Top Wash Basins
Pr_40_30_79_33 : Glass Sinks
Pr_40_30_79_34 : Health Care Clinical Sinks With Drainers
Pr_40_30_79_35 : Health Care Clinical Wash Basins
Pr_40_30_79_36 : Health Care Domestic Service Sinks
Pr_40_30_79_37 : Health Care General Wash Basins
Pr_40_30_79_38 : Health Care Hand Rinse Basins
Pr_40_30_79_39 : Hospital Pattern Plaster Sinks
Pr_40_30_79_40 : Hospital Pattern Scrub-Up Troughs
Pr_40_30_79_42 : Integral Wash Basins And Vanity Tops
Pr_40_30_79_44 : Janitorial Sinks
Pr_40_30_79_45 : Kitchen Sinks
Pr_40_30_79_46 : Laundry Troughs
Pr_40_30_79_63 : Pedestal Wash Basins
Pr_40_30_79_64 : Plastics Sinks
Pr_40_30_79_83 : Splashbacks
Pr_40_30_79_84 : Stainless Steel Sinks
Pr_40_30_79_85 : Stone Sinks Wash Basins And Troughs
Pr_40_30_79_92 : Undermounted Wash Basins
Pr_40_30_79_95 : Wall-Hung Hand Rinse Basins
Pr_40_30_79_96 : Wall-Hung Wash Basins
Pr_40_30_79_99 : Wash Troughs
Pr_40_30_80 : Skateboard Installations
Pr_40_30_80_77 : Skate Edges
Pr_40_30_80_78 : Skate Half Pipes
Pr_40_30_80_79 : Skate Quarter Pipes
Pr_40_30_80_80 : Skate Platforms
Pr_40_30_80_81 : Skate Rails
Pr_40_30_80_82 : Skate Ramps
Pr_40_30_80_83 : Skate Stairs
Pr_40_30_83 : Sports Fittings
Pr_40_30_83_08 : Basketball Hoops
Pr_40_30_83_14 : Climbing Walls
Pr_40_30_83_37 : Hanging And Stretching Equipment
Pr_40_30_84 : Sports Goals
Pr_40_30_84_04 : American Football Goal Posts
Pr_40_30_84_05 : Australian Football Goal Posts
Pr_40_30_84_28 : Five-A-Side Football Goals
Pr_40_30_84_29 : Fixed Water Polo Goals
Pr_40_30_84_30 : Floating Water Polo Goals
Pr_40_30_84_31 : Football Goals
Pr_40_30_84_33 : Gaelic Football Goal Posts
Pr_40_30_84_36 : Handball Goals
Pr_40_30_84_39 : Hockey Goals
Pr_40_30_84_40 : Ice Hockey Goals
Pr_40_30_84_46 : Lacrosse Goals
Pr_40_30_84_56 : Netball Goals
Pr_40_30_84_65 : Polo Goal Posts
Pr_40_30_84_69 : Quidditch Goals
Pr_40_30_84_74 : Rugby Goal Posts
Pr_40_30_86 : Swimming Pool Fittings
Pr_40_30_86_22 : Diving Platforms
Pr_40_30_86_24 : Diving Springboards
Pr_40_30_86_28 : False Start Posts
Pr_40_30_86_30 : Fixed Domestic Diving Boards
Pr_40_30_86_32 : Fixed Starting Platforms
Pr_40_30_86_47 : Lane Rope Storage Floor Cover Plates
Pr_40_30_86_59 : Pool Rails
Pr_40_30_86_78 : Small Water Flumes
Pr_40_30_86_80 : Small Water Slides
Pr_40_30_86_88 : Touch Panels
Pr_40_30_86_90 : Turning Boards
Pr_40_30_86_95 : Water Polo Catwalks
Pr_40_30_86_96 : Water Polo Field Markers
Pr_40_30_93 : Urinal And Wc Fittings
Pr_40_30_96 : Water Supply Fittings
Pr_40_30_96_06 : Bath Manual Valves
Pr_40_30_96_07 : Bath Manual Water Supply Sets
Pr_40_30_96_08 : Bath Spouts
Pr_40_30_96_09 : Bath Taps
Pr_40_30_96_10 : Bath Thermostatic Water Supply Sets
Pr_40_30_96_11 : Bidet Water Supply Fittings
Pr_40_30_96_24 : Drinking Fountains
Pr_40_30_96_28 : Eye Wash Fountains
Pr_40_30_96_31 : Foot-Operated Valves
Pr_40_30_96_33 : Garden Taps
Pr_40_30_96_35 : Grip Valves
Pr_40_30_96_36 : Hospital Manual Valves
Pr_40_30_96_37 : Hospital Manual Water Supply Sets
Pr_40_30_96_38 : Hospital Spouts
Pr_40_30_96_39 : Hospital Taps
Pr_40_30_96_40 : Hospital Thermostatic Water Supply Sets
Pr_40_30_96_43 : Key-Operated Valves
Pr_40_30_96_44 : Kitchen Manual Valves
Pr_40_30_96_45 : Kitchen Manual Water Supply Sets
Pr_40_30_96_46 : Kitchen Spouts
Pr_40_30_96_47 : Kitchen Taps
Pr_40_30_96_48 : Kitchen Thermostatic Water Supply Sets
Pr_40_30_96_49 : Knee-Operated Valves
Pr_40_30_96_50 : Laboratory Manual Valves
Pr_40_30_96_51 : Laboratory Manual Water Supply Sets
Pr_40_30_96_52 : Laboratory Spouts
Pr_40_30_96_53 : Laboratory Taps
Pr_40_30_96_76 : Shower Heads
Pr_40_30_96_77 : Shower Manual Valves
Pr_40_30_96_78 : Shower Manual Water Supply Sets
Pr_40_30_96_79 : Shower Self-Closing (emergency ) Valves
Pr_40_30_96_80 : Shower Thermostatic Valves
Pr_40_30_96_81 : Shower Thermostatic Water Supply Sets
Pr_40_30_96_95 : Washbasin Manual Valves
Pr_40_30_96_96 : Washbasin Manual Water Supply Sets
Pr_40_30_96_97 : Washbasin Spouts
Pr_40_30_96_98 : Washbasin Taps
Pr_40_30_96_99 : Washbasin Thermostatic Water Supply Sets
Pr_40_35_93_02 : Accessible Wc Doc M Equipment Packages
Pr_40_35_93_36 : Health Care Macerators
Pr_40_35_93_37 : Hospital Pattern Disposal Units
Pr_40_35_93_38 : Hospital Pattern Urinals
Pr_40_35_93_39 : Hospital Pattern Wc Pans And Cisterns
Pr_40_35_93_62 : Pre-Plumbed Installation Frames
Pr_40_35_93_77 : Slab Urinals
Pr_40_35_93_78 : Urinal Cisterns
Pr_40_35_93_80 : Urinal Flushing Valves
Pr_40_35_93_82 : Wall-Hung Urinals
Pr_40_35_93_84 : Waterless Urinals
Pr_40_35_93_85 : Waterless Wc Packages (composting Toilets)
Pr_40_35_93_86 : Wc And Washbasin Combined Units
Pr_40_35_93_87 : Wc Cistern Fittings
Pr_40_35_93_90 : Wc Cisterns
Pr_40_35_93_91 : Wc Flushing Valves
Pr_40_35_93_92 : Wc Large Capacity Replacement Cisterns
Pr_40_35_93_93 : Wc Pan Connectors
Pr_40_35_93_94 : Wc Pans
Pr_40_35_93_95 : Wc Seats And Covers
Pr_40_35_93_96 : Wc Squatting Pans
Pr_40_35_93_97 : Wc Suites
Pr_40_35_93_99 : Wc, Wash And Dry Combined Units
Pr_40_50 : Furnishings
Pr_40_50_05 : Artworks
Pr_40_50_05_02 : Acrylic Paintings
Pr_40_50_05_11 : Carvings
Pr_40_50_05_13 : Chalk Drawings
Pr_40_50_05_14 : Charcoal Drawings
Pr_40_50_05_24 : Drypoint Prints
Pr_40_50_05_27 : Embroideries
Pr_40_50_05_28 : Etchings
Pr_40_50_05_29 : Floor-Mounted Mobiles
Pr_40_50_05_30 : Floor-Mounted Sculptures
Pr_40_50_05_33 : Garden Ornaments
Pr_40_50_05_42 : Installation Pieces
Pr_40_50_05_43 : Interactive Artworks
Pr_40_50_05_46 : Linoprints
Pr_40_50_05_50 : Memorials
Pr_40_50_05_51 : Mixed Media Artworks
Pr_40_50_05_55 : Murals
Pr_40_50_05_58 : Oil Paintings
Pr_40_50_05_60 : Pastel Drawings
Pr_40_50_05_62 : Pencil Drawings
Pr_40_50_05_66 : Projected Artworks
Pr_40_50_05_76 : Screenprints
Pr_40_50_05_77 : Sculptural Reliefs
Pr_40_50_05_82 : Son Et LumiÃ©Res
Pr_40_50_05_84 : Stand-Mounted Sculptures
Pr_40_50_05_85 : Statuary
Pr_40_50_05_86 : Suspended Mobiles
Pr_40_50_05_87 : Tapestries
Pr_40_50_05_96 : Wall-Mounted Sculptures
Pr_40_50_05_97 : Water Colour Paintings
Pr_40_50_05_98 : Weathervanes
Pr_40_50_06 : Beds
Pr_40_50_06_10 : Bunk Beds
Pr_40_50_06_11 : Camp Beds
Pr_40_50_06_14 : Chair Beds
Pr_40_50_06_16 : Cots
Pr_40_50_06_18 : Cradles
Pr_40_50_06_22 : Divans
Pr_40_50_06_24 : Double Beds
Pr_40_50_06_30 : Foldaway Beds
Pr_40_50_06_31 : Four-Poster Beds
Pr_40_50_06_32 : Futons
Pr_40_50_06_36 : Hammocks
Pr_40_50_06_37 : Headboards
Pr_40_50_06_38 : Hospital Beds
Pr_40_50_06_50 : Mattresses
Pr_40_50_06_77 : Single Beds
Pr_40_50_06_96 : Waterbeds
Pr_40_50_07 : Bins And Buckets
Pr_40_50_07_02 : Aggregate Bins
Pr_40_50_07_10 : Bulk Storage Fire Sand Bins
Pr_40_50_07_11 : Carbon Steel Fire Buckets
Pr_40_50_07_12 : Cemetery Flower Baskets
Pr_40_50_07_19 : Compost Bins
Pr_40_50_07_22 : Disposal Containers
Pr_40_50_07_25 : Dustbins
Pr_40_50_07_35 : Grit Bins
Pr_40_50_07_46 : Linen Containers
Pr_40_50_07_47 : Litter Bins
Pr_40_50_07_51 : Metal Fire Buckets
Pr_40_50_07_57 : Non-Segregated Waste Bins
Pr_40_50_07_64 : Plastics Fire Buckets
Pr_40_50_07_70 : Refuse Bag Holders
Pr_40_50_07_71 : Refuse Bins
Pr_40_50_07_75 : Salt Bins
Pr_40_50_07_76 : Segregated Waste Bins
Pr_40_50_12 : Chairs, Seats And Benches
Pr_40_50_12_02 : Adult Changing Benches
Pr_40_50_12_07 : Benches And Linked Seats
Pr_40_50_12_14 : Chaises Longues
Pr_40_50_12_15 : Classroom Seats
Pr_40_50_12_22 : Dining Chairs
Pr_40_50_12_33 : Garden Benches
Pr_40_50_12_37 : High Chairs
Pr_40_50_12_48 : Lounge Chairs
Pr_40_50_12_57 : Office Chairs
Pr_40_50_12_66 : Play Chairs
Pr_40_50_12_63 : Portable Observation Poolside Chairs
Pr_40_50_12_75 : Sanitary Seats
Pr_40_50_12_76 : Settees
Pr_40_50_12_80 : Sofa Beds
Pr_40_50_12_81 : Sofas
Pr_40_50_12_82 : Stacking Chairs
Pr_40_50_12_83 : Stools
Pr_40_50_13 : Clocks
Pr_40_50_13_04 : Astronomical Clocks
Pr_40_50_13_05 : Atomic Clocks
Pr_40_50_13_11 : Candle Clocks
Pr_40_50_13_16 : Congreve Clocks
Pr_40_50_13_22 : Digital Clocks
Pr_40_50_13_26 : Electric Clocks
Pr_40_50_13_29 : Flip Clocks
Pr_40_50_13_42 : Incense Clocks
Pr_40_50_13_58 : Oil-Lamp Clocks
Pr_40_50_13_61 : Pendulum Clocks
Pr_40_50_13_62 : Pipe Organ Clocks
Pr_40_50_13_66 : Projection Clocks
Pr_40_50_13_68 : Pulsar Clocks
Pr_40_50_13_69 : Quantum Clocks
Pr_40_50_13_70 : Quartz Clocks
Pr_40_50_13_71 : Radio Clocks
Pr_40_50_13_73 : Rolling Ball Clocks
Pr_40_50_13_84 : Steam Clocks
Pr_40_50_13_86 : Sundials
Pr_40_50_13_89 : Torsion Pendulum Clocks
Pr_40_50_13_96 : Water Clocks
Pr_40_50_21 : Desks, Tables And Worktops
Pr_40_50_21_13 : Classroom Desks And Tables
Pr_40_50_21_21 : Dining Tables
Pr_40_50_21_24 : Dressing Tables
Pr_40_50_21_31 : Food Preparation Tables
Pr_40_50_21_46 : Laboratory Tables
Pr_40_50_21_48 : Laundry Finishing Tables
Pr_40_50_21_49 : Laundry Spotting Tables
Pr_40_50_21_58 : Occasional Tables
Pr_40_50_21_59 : Office Desks
Pr_40_50_21_60 : Office Tables
Pr_40_50_21_63 : Play Tables
Pr_40_50_21_77 : School Art, Design And Technology Tables
Pr_40_50_21_97 : Worktops
Pr_40_50_28 : Extinguishers And Fire Blankets
Pr_40_50_28_11 : Carbon Dioxide Fire Extinguishers
Pr_40_50_28_24 : Dry Powder Fire Extinguishers
Pr_40_50_28_30 : Foam Fire Extinguishers
Pr_40_50_28_37 : Heavy Duty Fire Blankets
Pr_40_50_28_47 : Light Duty Fire Blankets
Pr_40_50_28_64 : Portable Fire Extinguishers
Pr_40_50_28_96 : Water Fire Extinguishers
Pr_40_50_28_97 : Wet Chemical Fire Extinguishers
Pr_40_50_33 : Garden Furnishings
Pr_40_50_33_33 : Garden Awnings
Pr_40_50_33_34 : Garden Umbrellas
Pr_40_50_83 : Sports Furnishings
Pr_40_50_83_06 : Balancing Equipment
Pr_40_50_83_17 : Cricket Cages
Pr_40_50_83_19 : Cricket Wicket Stump Boxes
Pr_40_50_83_20 : Cycle Ramps
Pr_40_50_83_28 : Equestrian Jumps
Pr_40_50_83_29 : Fencing Pistes
Pr_40_50_83_44 : Jumping Equipment
Pr_40_50_83_87 : Tennis Umpire's Stands
Pr_40_50_86 : Swimming Pool Furnishings
Pr_40_50_86_46 : Lane Rope Storage Bags
Pr_40_50_86_62 : Portable Domestic Diving Boards
Pr_40_50_86_64 : Portable Starting Platforms
Pr_40_50_86_66 : Private Use Pool Covers
Pr_40_50_86_68 : Public Use Pool Covers
Pr_40_50_90 : Trolleys
Pr_40_50_90_30 : Fire Trolleys
Pr_40_50_90_31 : Food Preparation Trolleys
Pr_40_50_90_32 : Food Service Trolleys
Pr_40_50_90_33 : Furniture Trolleys
Pr_40_50_90_46 : Laundry Trolleys
Pr_40_50_90_47 : Laundry Bag Trolleys
Pr_40_50_90_49 : Luggage Trolleys
Pr_40_50_90_52 : Mailroom Trolleys
Pr_40_50_90_64 : Pool Lane Rope Storage Trolleys
Pr_40_50_90_72 : Relay Break Detector Storage Trolleys
Pr_40_50_90_74 : Roof Trolleys
Pr_40_50_90_76 : Shopping Trolleys
Pr_40_50_90_88 : Touchpad Storage Trolleys
Pr_40_70 : Equipment
Pr_40_70_15 : Cold Water Supply Sources
Pr_40_70_15_96 : Water Coolers
Pr_40_70_21 : Dishwashers
Pr_40_70_21_16 : Conveyor Dishwashers
Pr_40_70_21_22 : Dish And Utensil Washers
Pr_40_70_21_24 : Domestic Dishwashers
Pr_40_70_21_30 : Flight Dishwashers
Pr_40_70_21_60 : Pass-Through Dishwashers
Pr_40_70_21_92 : Under-Counter Dishwashers
Pr_40_70_22 : Dispensing And Acceptance Units
Pr_40_70_22_07 : Beverage Dispensers
Pr_40_70_22_15 : Cold Drink Dispensers
Pr_40_70_22_16 : Condom Dispensers
Pr_40_70_22_22 : Donation Boxes
Pr_40_70_22_24 : Drive-By Cash Payment Units
Pr_40_70_22_38 : Hot Food Dispensers
Pr_40_70_22_47 : Leaflet Dispensers
Pr_40_70_22_60 : Parking Meters
Pr_40_70_22_61 : Pay And Display Units
Pr_40_70_22_63 : Plate Dispensers
Pr_40_70_22_71 : Refreshment Dispensers
Pr_40_70_22_86 : Sweets Dispensers
Pr_40_70_22_88 : Ticket Dispensing Units
Pr_40_70_23 : Display And Service Catering Products
Pr_40_70_23_06 : Bains Maries
Pr_40_70_23_26 : Electric Bains-Marie
Pr_40_70_23_31 : Food Display Units
Pr_40_70_23_53 : Mobile Bains-Marie
Pr_40_70_23_54 : Mobile Plain Top Hot Cupboards
Pr_40_70_23_72 : Refrigerated Display Counters
Pr_40_70_23_84 : Static Plain Top Hot Cupboards
Pr_40_70_23_86 : Sushi Trains
Pr_40_70_24 : Domestic Cooking Equipment
Pr_40_70_24_07 : Built-In Electric Hobs
Pr_40_70_24_08 : Built-In Electric Ovens
Pr_40_70_24_09 : Built-In Gas Hobs
Pr_40_70_24_10 : Built-In Gas Ovens
Pr_40_70_24_27 : Electric Cooking Ranges
Pr_40_70_24_33 : Gas Cooking Ranges
Pr_40_70_24_34 : Gas Free-Standing Cookers
Pr_40_70_24_51 : Microwave Ovens
Pr_40_70_25 : Domestic Laundry Equipment
Pr_40_70_25_16 : Combined Laundry Washer-Driers
Pr_40_70_25_46 : Laundry Tumble Driers
Pr_40_70_25_47 : Laundry Washing Machines
Pr_40_70_31 : Food Refrigerators And Freezers
Pr_40_70_31_06 : Blast Chiller Cabinets
Pr_40_70_31_07 : Blast Chillers
Pr_40_70_31_08 : Blast Freezer Cabinets
Pr_40_70_31_29 : Freezer Cabinets
Pr_40_70_31_30 : Freezer Counters
Pr_40_70_31_31 : Freezers
Pr_40_70_31_32 : Fridge-Freezers
Pr_40_70_31_70 : Refrigerated Cabinets
Pr_40_70_31_71 : Refrigerated Counters
Pr_40_70_31_72 : Refrigerators
Pr_40_70_46 : Laundry Fittings And Equipment
Pr_40_70_46_06 : Barrier Washers
Pr_40_70_46_24 : Drier Ironers
Pr_40_70_46_25 : Dry Work Presses
Pr_40_70_46_30 : Flatwork Ironers
Pr_40_70_46_31 : Form Finishers
Pr_40_70_46_32 : Front-Loading Washers
Pr_40_70_46_39 : Hydro Extractors
Pr_40_70_46_42 : Ironing Tables
Pr_40_70_46_45 : Laundry Cabinets
Pr_40_70_46_46 : Laundry Feeders
Pr_40_70_46_47 : Laundry Folders
Pr_40_70_46_48 : Laundry Recovery Tanks
Pr_40_70_46_72 : Roller Ironers
Pr_40_70_46_75 : Sanitary Barrier Washers
Pr_40_70_46_77 : Shirt Finishers
Pr_40_70_46_82 : Spotting Cabinets
Pr_40_70_46_90 : Trouser Presses
Pr_40_70_46_91 : Tumble Driers
Pr_40_70_46_96 : Washer Extractors
Pr_40_70_46_97 : Washer Driers
Pr_40_70_46_98 : Water Extraction Presses
Pr_40_70_46_99 : Wet Work Presses
Pr_40_70_47 : Laundry Washers And Driers
Pr_40_70_47_06 : Batch Laundry Driers
Pr_40_70_47_07 : Batch Laundry Washers
Pr_40_70_47_46 : Laundry Driers
Pr_40_70_62 : Personal Driers
Pr_40_70_62_09 : Body Driers
Pr_40_70_62_29 : Face Driers
Pr_40_70_62_36 : Hair Driers
Pr_40_70_62_37 : Hand Driers
Pr_40_70_65 : Preparation Catering Equipment
Pr_40_70_65_04 : Atmospheric Electric Steamers
Pr_40_70_65_05 : Atmospheric Gas Steamers
Pr_40_70_65_16 : Conveyor Toasters
Pr_40_70_65_18 : Electric Boiling Pans
Pr_40_70_65_19 : Electric Boiling Tables
Pr_40_70_65_20 : Electric Bratt Pans
Pr_40_70_65_21 : Electric Cooking Ranges
Pr_40_70_65_22 : Electric Deep Fat Fryers
Pr_40_70_65_23 : Electric Fryers
Pr_40_70_65_24 : Electric Griddles
Pr_40_70_65_25 : Electric Grills
Pr_40_70_65_26 : Electric Hot Water Dispensers
Pr_40_70_65_27 : Electric Oven Ranges
Pr_40_70_65_28 : Electric Steaming Ovens
Pr_40_70_65_29 : Food Blenders
Pr_40_70_65_30 : Food Mincers
Pr_40_70_65_31 : Food Mixers
Pr_40_70_65_32 : Food Smokers
Pr_40_70_65_33 : Gas Boiling Pans
Pr_40_70_65_34 : Gas Boiling Tables
Pr_40_70_65_35 : Gas Bratt Pans
Pr_40_70_65_36 : Gas Cooking Ranges
Pr_40_70_65_37 : Gas Deep Fat Fryers
Pr_40_70_65_38 : Gas Fryers
Pr_40_70_65_39 : Gas Grills
Pr_40_70_65_40 : Gas Oven Ranges
Pr_40_70_65_41 : Gas Steaming Ovens
Pr_40_70_65_42 : General Purpose Electric Ovens
Pr_40_70_65_43 : General Purpose Gas Ovens
Pr_40_70_65_44 : Gravity Feed Slicers
Pr_40_70_65_45 : Hot Cupboards
Pr_40_70_65_51 : Microwave Ovens
Pr_40_70_65_65 : Potato Peelers
Pr_40_70_65_79 : Slot Toasters
Pr_40_70_65_94 : Vegetable Preparation Machines
Pr_40_70_67 : Projectors
Pr_40_70_67_14 : Cinematic Projectors
Pr_40_70_67_22 : Digital Projectors
Pr_40_70_67_29 : Film Projectors
Pr_40_70_67_63 : Planetarium Projectors
Pr_40_70_67_79 : Slide Projectors
Pr_40_70_75 : Safety Access Equipment
Pr_40_70_75_29 : Fall Arrester Blocks
Pr_40_70_75_35 : Guided Type Fall Arresters
Pr_40_70_75_36 : Hand Climbing Devices
Pr_40_70_75_50 : Manual Push-Pull Devices
Pr_40_70_75_51 : Manual Winches
Pr_40_70_75_72 : Rope And Pulley Devices
Pr_40_70_75_75 : Safety Access Anchor Devices
Pr_40_70_75_76 : Safety Access Equipment Winding Handles
Pr_40_70_75_77 : Safety Access Harnesses
Pr_40_70_77 : Sanitary Dispensing And Disposal Units
Pr_40_70_77_22 : Disposable Apron Dispensers
Pr_40_70_77_23 : Disposable Glove Dispensers
Pr_40_70_77_29 : Facial Tissue Dispensers
Pr_40_70_77_31 : Food Waste Disposal Units
Pr_40_70_77_36 : Hand Cleaning Gel Dispensers
Pr_40_70_77_56 : Nappy Disposal Bins
Pr_40_70_77_57 : Needle Disposal Boxes
Pr_40_70_77_60 : Paper Roll Dispensers
Pr_40_70_77_61 : Paper Towel Dispensers
Pr_40_70_77_75 : Sanitary Towel Dispensers
Pr_40_70_77_76 : Sanitary Towel Disposal Bins
Pr_40_70_77_80 : Soap Dispensers
Pr_40_70_77_85 : Surface Wipes Dispensers
Pr_40_70_77_90 : Toilet Paper Bulk Dispensers
Pr_40_70_81 : Solid Fuel Handling Equipment
Pr_40_70_81_04 : Ash Handling Equipment
Pr_40_70_81_15 : Coal Handling Equipment
Pr_40_70_81_80 : Solid Fuel Handling Equipment
Pr_40_70_86 : Swimming Pool Equipment
Pr_40_70_86_02 : Air Cushion Equipment
Pr_40_70_86_08 : Buoyancy-Aided Movable Floors
Pr_40_70_86_10 : Buoyancy-Aided Movable Bulkheads
Pr_40_70_86_52 : Mechanical Drive Movable Floors
Pr_40_70_86_60 : Pool Structure-Supported Movable Bulkheads
Pr_40_70_86_84 : Surface Agitation Equipment
Pr_40_70_86_94 : Water Polo Ball Release Devices
Pr_40_70_86_98 : Wave Machine Equipment
Pr_45 : Flora And Fauna Products
Pr_45_30 : Flora And Fauna Products
Pr_45_30_04 : Artificial Plants
Pr_45_30_04_03 : Artificial Low Growing Trees
Pr_45_30_04_04 : Artificial Topiary And Pleaching
Pr_45_30_04_05 : Artificial Trees
Pr_45_30_04_64 : Polyester Silk Plants
Pr_45_30_04_66 : Preserved Plants
Pr_45_30_10 : Bulbs, Corms, Tubers And Dormant Roots
Pr_45_30_10_04 : Annual Tubers
Pr_45_30_10_10 : Bulbs
Pr_45_30_10_15 : Corms
Pr_45_30_10_62 : Perennial Roots
Pr_45_30_10_63 : Perennial Tubers
Pr_45_30_36 : Herbaceous And Aquatic Plants
Pr_45_30_36_02 : Annual Plugs
Pr_45_30_36_03 : Aquatic Plant Bare Roots And Clumps
Pr_45_30_36_04 : Aquatic Plant Bunches
Pr_45_30_36_15 : Container-Grown Annuals
Pr_45_30_36_16 : Container-Grown Perennials
Pr_45_30_36_64 : Perennial Clumps
Pr_45_30_36_65 : Perennial Plugs
Pr_45_30_76 : Seeds
Pr_45_30_76_29 : Flower Seeds
Pr_45_30_76_32 : Fruit Seeds
Pr_45_30_76_34 : Grass Seeds
Pr_45_30_76_48 : Locally Collected Seeds
Pr_45_30_76_77 : Site-Grown Temporary Crop Seeds
Pr_45_30_76_90 : Tree And Shrub Seeds
Pr_45_30_76_94 : Vegetable Seeds
Pr_45_30_76_97 : Wildflower Seed Mixes
Pr_45_30_90 : Trees, Shrubs And Woody Climbers
Pr_45_30_90_04 : Bare-Root Climbers
Pr_45_30_90_05 : Bare-Root Conifers
Pr_45_30_90_06 : Bare-Root Cutting-Raised Roses
Pr_45_30_90_07 : Bare-Root Fruit Trees
Pr_45_30_90_08 : Bare-Root Shrubs
Pr_45_30_90_09 : Bare-Root Trees
Pr_45_30_90_10 : Bare-Root Budded Roses
Pr_45_30_90_11 : Cell-Grown Conifers
Pr_45_30_90_12 : Cell-Grown Shrubs
Pr_45_30_90_13 : Cell-Grown Trees
Pr_45_30_90_14 : Container-Grown Bamboos
Pr_45_30_90_15 : Container-Grown Budded Roses
Pr_45_30_90_16 : Container-Grown Climbers
Pr_45_30_90_17 : Container-Grown Conifers
Pr_45_30_90_18 : Container-Grown Cutting-Raised Roses
Pr_45_30_90_19 : Container-Grown Fruit Trees
Pr_45_30_90_20 : Container-Grown Shrubs
Pr_45_30_90_21 : Container-Grown Trees
Pr_45_30_90_71 : Rootballed Bamboos
Pr_45_30_90_72 : Rootballed Conifers
Pr_45_30_90_73 : Rootballed Shrubs
Pr_45_30_90_74 : Rootballed Trees
Pr_45_31 : Formless Flora And Fauna Products
Pr_45_31_07 : Biocides
Pr_45_31_07_07 : Biocides
Pr_45_31_07_08 : Biological Controls
Pr_45_31_07_15 : Combined Selective Lawn Herbicide And Feed Mixes
Pr_45_31_07_32 : Fungicides
Pr_45_31_07_42 : Insecticides
Pr_45_31_07_55 : Non-Oxidizing Water Treatment Biocides
Pr_45_31_07_56 : Non-Selective Contact Herbicides
Pr_45_31_07_57 : Non-Selective Residual Herbicides
Pr_45_31_07_58 : Non-Selective Systemic Herbicides
Pr_45_31_07_59 : Oxidizing Water Treatment Biocides
Pr_45_31_07_62 : Plant Fungicides
Pr_45_31_07_64 : Poisons
Pr_45_31_07_72 : Rodenticides
Pr_45_31_07_73 : Root Sealers
Pr_45_31_07_76 : Selective Herbicides
Pr_45_31_07_86 : Surface Biocides
Pr_45_31_07_97 : Vermicides
Pr_45_31_63 : Plant-Based Fibres
Pr_45_31_63_06 : Bales
Pr_45_31_63_14 : Coir Fibres
Pr_45_31_63_15 : Combed Wheat Reeds
Pr_45_31_63_16 : Compostable Plant Materials
Pr_45_31_63_30 : Flax Fibres
Pr_45_31_63_37 : Hemp Fibres
Pr_45_31_63_44 : Jute Fibres
Pr_45_31_63_47 : Long Straws
Pr_45_31_63_48 : Loose Straws
Pr_45_31_63_56 : Natural Barks
Pr_45_31_63_64 : Playground Barks
Pr_45_31_63_76 : Sedges
Pr_45_31_63_78 : Sisal Fibres
Pr_45_31_63_80 : Sphagnum Mosses
Pr_45_31_63_96 : Water Reeds
Pr_45_31_63_97 : Wood Chips
Pr_45_31_63_98 : Wood Fibres
Pr_45_31_89 : Topsoil, Feeds And Growing Media
Pr_45_31_89_08 : Blood And Bonemeal
Pr_45_31_89_15 : Compost Dressings
Pr_45_31_89_16 : Composted Materials
Pr_45_31_89_41 : Imported Growing Media
Pr_45_31_89_42 : Imported Topsoils
Pr_45_31_89_43 : Inorganic Fertilizers
Pr_45_31_89_50 : Manufactured Growing Media
Pr_45_31_89_51 : Manufactured Topsoils
Pr_45_31_89_52 : Manures
Pr_45_31_89_55 : Mycorrhizal Inoculants
Pr_45_31_89_58 : Organic Fertilizers
Pr_45_31_89_75 : Sanitized And Stabilized Composts
Pr_45_31_89_80 : Soil Amelioration Aggregates
Pr_45_31_89_81 : Soil Amelioration Industrial By-Products
Pr_45_31_89_82 : Soil Amelioration Minerals
Pr_45_31_89_83 : Soil Conditioning Agents
Pr_45_31_89_84 : Soil Moisture Retention Additives
Pr_45_31_89_91 : Turf Non-Compost Dressings
Pr_45_57 : Non-Rigid Sheet, Mat And Strip Flora And Fauna Products
Pr_45_57_91 : Turf And Pre-Planted Substrates
Pr_45_57_91_20 : Cultivated Turf
Pr_45_57_91_35 : Green Roof Substrate
Pr_45_57_91_56 : Natural Turf
Pr_45_57_91_63 : Pre-Planted Coir Rolls
Pr_45_57_91_64 : Pre-Planted Pallets
Pr_45_57_91_65 : Pre-Planted Vegetation Blankets
Pr_45_57_91_67 : Pre-Seeded Mats
Pr_45_57_91_76 : Seeded Area Turf Edging
Pr_45_57_91_85 : Synthetic Grass Surfaces
Pr_45_63 : Plant Support Products
Pr_45_63_63 : Plant Containers
Pr_45_63_63_05 : Aquatic Plant Containers
Pr_45_63_63_07 : Biodegradable Plant Containers
Pr_45_63_63_17 : Cropping Bags
Pr_45_63_63_22 : Divided Modular Planting Units
Pr_45_63_63_29 : Flower Pouches
Pr_45_63_63_36 : Hanging Plant Containers
Pr_45_63_63_37 : Herb Planters
Pr_45_63_63_38 : Herb Wheels
Pr_45_63_63_56 : Natural Planting Cassettes
Pr_45_63_63_65 : Potato Planters
Pr_45_63_63_72 : Round Plant Containers
Pr_45_63_63_85 : Square Plant Containers
Pr_45_63_63_86 : Strawberry Planters
Pr_45_63_63_87 : Terrariums
Pr_45_63_63_90 : Trough Plant Containers
Pr_45_63_63_96 : Wall Planters
Pr_45_63_63_97 : Window Boxes
Pr_45_63_64 : Plant Support And Protection
Pr_45_63_64_11 : Canes
Pr_45_63_64_14 : Climbing Plant Supports
Pr_45_63_64_30 : Floral Foam Fixing Media
Pr_45_63_64_34 : Grass Edging Strips
Pr_45_63_64_51 : Metal Tree Guards
Pr_45_63_64_66 : Polystyrene Fixing Media
Pr_45_63_64_72 : Rootball Securing Frames
Pr_45_63_64_78 : Shrub Protectors
Pr_45_63_64_83 : Stake Ties
Pr_45_63_64_84 : Stakes
Pr_45_63_64_89 : Tree Protectors
Pr_45_63_64_90 : Trellises
Pr_50 : Fabric Accessory Products
Pr_60 : Services Source Products
Pr_60_50 : Tank, Cylinder And Vessel Products
Pr_60_50_20 : Tank, Cylinder And Vessel Products tempxxx
Pr_60_50_20_10 : Buffer Vessels
Pr_60_50_20_21 : Direct Hot Water Storage Cylinders
Pr_60_50_20_22 : Direct Insulated Hot Water Combination Units
Pr_60_50_20_23 : Double Feed Indirect Hot Water Storage Cylinders
Pr_60_50_20_24 : Double Feed Indirect Insulated Hot Water Combination Units
Pr_60_50_20_25 : Dual Coil Hot Water Storage Cylinders
Pr_60_50_20_42 : Indirectly Heated Unvented Hot Water Storage Cylinders
Pr_60_50_20_77 : Single Feed Indirect Insulated Combination Units
Pr_60_50_20_78 : Single Feed Indirect Hot Water Storage Cylinders
Pr_60_50_33 : Gas Cylinders
Pr_60_50_33_15 : Compressed Gas Cylinders
Pr_60_50_33_37 : High Pressure Fire Extinguishing Gas Storage Cylinders
Pr_60_50_33_46 : Liquefied Gas Cylinders
Pr_60_50_33_48 : Low Pressure Fire Extinguishing Gas Storage Cylinders
Pr_60_50_46 : Liquid Fuel Tank Accessories
Pr_60_50_46_46 : Liquid Fuel Tank Drip Trays
Pr_60_50_46_47 : Liquid Fuel Tank Fill Points
Pr_60_50_46_48 : Liquid Fuel Tank Outflow Heaters
Pr_60_50_46_49 : Liquid Fuel Tank Heaters
Pr_60_50_47 : Liquid Fuel Tanks
Pr_60_50_47_11 : Carbon Steel Liquid Fuel Service Tanks
Pr_60_50_47_12 : Carbon Steel Liquid Fuel Tanks
Pr_60_50_47_34 : Glass Reinforced Plastics Liquid Fuel Tanks
Pr_60_50_47_64 : Plastics Liquid Fuel Tanks
Pr_60_50_67 : Pressure Storage Vessels
Pr_60_50_67_31 : Foam Fire Fighting Tanks
Pr_60_50_67_48 : Liquefied Petroleum Gas (LPG) Storage Vessels
Pr_60_50_67_94 : Vacuum Insulated Evaporator (VIE) Storage Vessels
Pr_60_50_96_11 : Carbon Steel Cisterns
Pr_60_50_96_12 : Carbon Steel Tanks
Pr_60_50_96_13 : Carbon Steel Water Storage Tanks
Pr_60_50_96_33 : Glass-Fibre Reinforced Tanks And Cisterns
Pr_60_50_96_34 : Glass-Reinforced Plastics (GRP) Break Tanks
Pr_60_50_96_51 : Medium-Density Polyethylene (MDPE) Water Storage Tanks
Pr_60_50_96_52 : Moulded Plastics Break Tanks
Pr_60_50_96_53 : Moulded Plastics Cisterns
Pr_60_50_96_63 : Plastics Plant Nutrient Tanks
Pr_60_50_96_64 : Polyethylene (PE) Water Storage Tanks
Pr_60_50_96_70 : Rainwater Storage Butts
Pr_60_50_96_76 : Sectional Carbon Steel Tanks
Pr_60_50_96_85 : Steam And Condensate Feed Tanks
Pr_60_50_96_86 : Stormwater Retention Tanks
Pr_60_55 : Liquid And Gas Source Products
Pr_60_55_31_27 : Emergency Tank Fill Connections
Pr_60_55_31_29 : Foam Inlet Adaptors
Pr_60_55_31_30 : Foam Inlet Boxes
Pr_60_55_31_42 : Riser Inlet Breechings And Boxes
Pr_60_55_31_47 : Liquefied Petroleum Gas (LPG) Fill Connections
Pr_60_55_33 : Gas And Vacuum Generators
Pr_60_55_33_04 : Anaerobic Digesters
Pr_60_55_33_13 : Chlorine Generators
Pr_60_55_33_39 : Hydrogen Generators
Pr_60_55_33_56 : Nitrogen Generators
Pr_60_55_33_60 : Steam Generators
Pr_60_55_33_73 : Pressure Swing Adsorption (PSA) Plant
Pr_60_55_33_94 : Vacuum Plant
Pr_60_55_96_07 : Biodispersant Chemicals
Pr_60_55_96_15 : Corrosion Inhibitor Chemicals
Pr_60_55_96_22 : Dispersant Chemicals
Pr_60_55_96_62 : Ph Control Chemicals
Pr_60_55_96_77 : Scale Inhibitor Chemicals
Pr_60_55_97 : Water Treatment Products
Pr_60_55_97_02 : Alkalinity Dosing Units
Pr_60_55_97_06 : Bioaugmentation Devices
Pr_60_55_97_07 : Biocide Dosing Pots
Pr_60_55_97_11 : Chemical Disinfection Devices
Pr_60_55_97_12 : Chemical Dosing Pots
Pr_60_55_97_13 : Chemical Injectors
Pr_60_55_97_14 : Clarifiers
Pr_60_55_97_15 : Coagulant Dosing Units
Pr_60_55_97_20 : Deionisation Units
Pr_60_55_97_21 : Desalination Units
Pr_60_55_97_22 : Disinfectant Dosing Units
Pr_60_55_97_23 : Distillation Units
Pr_60_55_97_24 : Drinking Water Nitrate Removal Devices
Pr_60_55_97_27 : Electrodialysis Units
Pr_60_55_97_43 : Ion Exchange Demineralization Units
Pr_60_55_97_44 : Ion Exchange Softening Units
Pr_60_55_97_50 : Magnetic Water Conditioners
Pr_60_55_97_63 : Ph Control Dosing Units
Pr_60_55_97_72 : Reverse Osmosis Units
Pr_60_55_97_85 : Sterilizers
Pr_60_55_97_86 : Surface Skimmers
Pr_60_55_97_93 : Ultra Violet (UV) Disinfection Devices
Pr_60_55_97_96 : Water Aerators
Pr_60_55_97_97 : Water Treatment Dosing Pots
Pr_60_60 : Heating And Cooling Source Products
Pr_60_60_08 : Boilers
Pr_60_60_08_15 : Condensing Gas Fired Boilers
Pr_60_60_08_33 : Gas Fired Boilers
Pr_60_60_08_58 : Oil Fired Boilers
Pr_60_60_08_80 : Solid Fuel Boilers
Pr_60_60_13 : Chillers And Cooling Towers
Pr_60_60_13_01 : Adsorption Chillers
Pr_60_60_13_04 : Air Cooled Liquid Chillers
Pr_60_60_13_14 : Closed Circuit Cooling Towers
Pr_60_60_13_22 : Direct Fired Absorption Liquid Chillers
Pr_60_60_13_27 : Electric Driven Refrigerant Compressors
Pr_60_60_13_33 : Gas Engine Driven Refrigerant Compressors
Pr_60_60_13_38 : Hot Water Fired Absorption Liquid Chillers
Pr_60_60_13_59 : Open Circuit Cooling Towers
Pr_60_60_13_84 : Steam Fired Absorption Liquid Chillers
Pr_60_60_13_96 : Water Cooled Liquid Chillers
Pr_60_60_36 : Heat Recovery Distribution Equipment
Pr_60_60_36_62 : Plate Recuperators
Pr_60_60_36_72 : Regenerators
Pr_60_60_36_74 : Run-Around Coils
Pr_60_60_36_88 : Thermal Wheels
Pr_60_60_38 : Heating Calorifiers And Plate Heat Exchangers
Pr_60_60_38_38 : Hot Water Non-Storage Calorifiers
Pr_60_60_38_60 : Packaged Plate Heat Exchangers
Pr_60_60_38_62 : Plate Heat Exchangers
Pr_60_60_38_84 : Steam Non-Storage Calorifiers
Pr_60_60_81 : Solar Collectors
Pr_60_60_81_26 : Evacuated Tube Solar Collectors
Pr_60_60_81_80 : Solar Heat Stores
Pr_60_60_96 : Water Heaters
Pr_60_60_96_26 : Electric Instantaneous Shower Units
Pr_60_60_96_27 : Electric Instantaneous Water Heaters
Pr_60_60_96_28 : Electric Storage Water Heaters
Pr_60_60_96_33 : Gas-Fired Instantaneous Water Heaters
Pr_60_60_96_34 : Gas-Fired Storage Water Heaters
Pr_60_60_96_42 : Immersion Heaters
Pr_60_65 : Air And Fume Source Products
Pr_60_65_03 : Air Handling Units
Pr_60_65_31 : Fume Cupboards And Safety Cabinets
Pr_60_65_31_33 : General-Purpose Fume Cupboards
Pr_60_65_31_46 : Laminar Flow Cabinets
Pr_60_65_31_52 : Microbiological Safety Cabinets
Pr_60_65_31_71 : Recirculatory Filtration Fume Cupboards
Pr_60_65_31_94 : Variable Air Volume Fume Cupboards
Pr_60_65_37_12 : Chilled Water Cooling Coils
Pr_60_65_37_27 : Electric Heater Batteries
Pr_60_65_37_33 : Gas Fired Heater Batteries
Pr_60_65_37_47 : Low Temperature Hot Water Heating Coils
Pr_60_65_37_72 : Refrigerant Cooling Coils
Pr_60_65_94 : Ventilation Hoods And Extract Points
Pr_60_65_94_29 : Fume Capturing Hoods
Pr_60_65_94_30 : Fume Enclosing Hoods
Pr_60_65_94_31 : Fume Receiving Hoods
Pr_60_65_94_32 : Fume Extract Points
Pr_60_65_94_45 : Kitchen Canopies
Pr_60_65_94_46 : Kitchen Extractor Hoods
Pr_60_65_94_94 : Vehicle Exhaust Nozzles
Pr_60_70 : Power Supply Products
Pr_60_70_06 : Batteries And Chargers
Pr_60_70_06_05 : Automatic Battery Chargers
Pr_60_70_06_06 : Battery Charge Points
Pr_60_70_06_22 : D.C. Central Battery Supply Units
Pr_60_70_06_71 : Rechargeable Dry Cell Battery Chargers
Pr_60_70_06_76 : Sealed Lead Acid Batteries
Pr_60_70_06_77 : Sealed Nickel Cadmium Batteries
Pr_60_70_06_94 : Valve Regulated (sealed) Lead Acid
Pr_60_70_06_95 : Vented Lead Acid Batteries
Pr_60_70_06_96 : Vented Nickel Cadmium Batteries
Pr_60_70_64 : Power Generators, Engines And Packaged Combined Heat And Power (CHP) Units
Pr_60_70_64_03 : Alternators
Pr_60_70_64_05 : Automatic Voltage Regulators
Pr_60_70_64_33 : Generator Sets
Pr_60_70_64_35 : Governors
Pr_60_70_64_41 : Internal Combustion Engines
Pr_60_70_64_47 : Load Banks
Pr_60_70_64_60 : Packaged Combined Heat And Power (CHP) Units
Pr_60_70_64_63 : Photovoltaic Modules
Pr_60_70_64_97 : Wind Turbines With Horizontal Shaft
Pr_60_70_64_98 : Wind Turbines With Vertical Shaft
Pr_60_70_65 : Power Supply Units
Pr_60_70_65_85 : Standby Power Supply Units
Pr_60_70_65_86 : Static Inverter Power Supply Units
Pr_60_70_65_93 : Uninterruptible Power Supply (UPS) Units
Pr_60_75 : Communications Source Products
Pr_60_75_03 : Antennae And Satellite Dishes
Pr_60_75_03_22 : Digital Audio Broadcasting (DAB) Antennae
Pr_60_75_03_31 : Frequency Modulation (FM) Antennae
Pr_60_75_03_75 : Satellite Dishes
Pr_60_75_03_92 : Ultra-High Frequency (UHF) Antennae
Pr_60_75_05 : Audio And Video Players And Recorders
Pr_60_75_05_07 : Blu-Ray Players
Pr_60_75_05_11 : Cassette Players
Pr_60_75_05_15 : Compact Disc Players
Pr_60_75_05_22 : Digital Video Recorders
Pr_60_75_05_56 : Network Video Recorders
Pr_60_75_05_87 : Time Lapse Video Recorders
Pr_60_75_05_88 : Tuners
Pr_60_75_06 : Audio Input Devices
Pr_60_75_06_03 : Automatic Message Generators
Pr_60_75_06_53 : Microphones
Pr_60_75_06_60 : Paging Consoles
Pr_60_75_06_71 : Remote Microphone Input Points
Pr_60_75_75_86_17 : Covert Surveillance Cameras
Pr_60_75_75_86_85 : Speed Cameras
Pr_60_75_75_86_86 : Surveillance Cameras
Pr_60_75_78 : Signal Transmitters
Pr_60_75_78_90 : Telemetry Transmitters
Pr_60_75_78_94 : Vibrating Radio Pager Transmitters
Pr_60_75_86 : Surveillance Cameras And Ancillaries
Pr_65 : Services Distribution Products
Pr_65_12 : Chutes
Pr_65_12_70 : Refuse And Linen Chutes
Pr_65_12_70_22 : Disposal Chutes
Pr_65_12_70_47 : Linen Chutes
Pr_65_12_71 : Refuse And Linen Chute Accessories
Pr_65_12_71_12 : Chute Cleaning Mechanisms
Pr_65_12_71_72 : Refuse And Recycling Separators
Pr_65_50 : Gutter And Fitting Products
Pr_65_50_35_02 : Aluminium Combined Fascias, Soffits And Gutters
Pr_65_50_35_04 : Aluminium Composite Roof Gutters
Pr_65_50_35_06 : Aluminium Eaves Gutters
Pr_65_50_35_08 : Aluminium Roof Gutters
Pr_65_50_35_11 : Cast Iron Eaves Gutters
Pr_65_50_35_15 : Copper Eaves Gutters
Pr_65_50_35_28 : Carbon Steel Chambered Gutters
Pr_65_50_35_29 : Carbon Steel Combined Fascias, Soffits And Gutters
Pr_65_50_35_30 : Carbon Steel Composite Gutters
Pr_65_50_35_31 : Carbon Steel Eaves Gutters
Pr_65_50_35_32 : Carbon Steel Roof Gutters
Pr_65_50_35_34 : Glass Reinforced Plastics (GRP) Composite Roof Gutters
Pr_65_50_35_35 : Glass Reinforced Plastics (GRP) Eaves Gutters
Pr_65_50_35_36 : Glass Reinforced Plastics (GRP) Roof Gutters
Pr_65_50_35_38 : Gutter Linings
Pr_65_50_35_40 : Hot Dip Precoated Carbon Steel Combined Fascias, Soffits And Gutters
Pr_65_50_35_42 : Hot Dip Precoated Carbon Steel Eaves Gutters
Pr_65_50_35_82 : Stainless Steel Eaves Gutters
Pr_65_50_35_92 : Unplasticized Polyvinylchloride (PVC-U) Eaves Gutters
Pr_65_50_35_99 : Zinc Eaves Gutters
Pr_65_50_85 : Steam And Condensate Recovery Vessels
Pr_65_50_85_27 : Electric Condensate Recovery Units
Pr_65_50_85_51 : Mechanical Condensate Recovery Units
Pr_65_50_85_94 : Vented Mechanical Condensate Recovery Units
Pr_65_52 : Pipe, Tube And Fitting Products
Pr_65_52_01 : Access And Inspection Chambers And Gullies
Pr_65_52_01_01 : Access And Inspection Chambers
Pr_65_52_01_02 : Access Covers
Pr_65_52_01_03 : Access Gratings
Pr_65_52_01_04 : Aluminium Inspection Chambers
Pr_65_52_01_10 : Carbon Steel Inspection Chambers
Pr_65_52_01_11 : Cast Iron Composite Gullies
Pr_65_52_01_12 : Cast Iron One Piece Gullies
Pr_65_52_01_13 : Cast Iron Rodding Eyes
Pr_65_52_01_14 : Concrete Access Cover Seatings
Pr_65_52_01_16 : Concrete Inspection Chamber Sections
Pr_65_52_01_17 : Concrete Inspection Chamber Cover Slabs
Pr_65_52_01_18 : Concrete Inspection Chamber Shaft Sections
Pr_65_52_01_19 : Concrete Inspection Chamber Transition Sections
Pr_65_52_01_20 : Concrete Manhole Base Units
Pr_65_52_01_21 : Concrete Manhole Chamber Sections
Pr_65_52_01_22 : Concrete Manhole Shaft Sections
Pr_65_52_01_23 : Concrete Manhole Transition Sections
Pr_65_52_01_24 : Concrete Manholes And Soakaway Cover Slabs
Pr_65_52_01_25 : Concrete Soakaway Shaft Sections
Pr_65_52_01_50 : Manhole Covers
Pr_65_52_01_51 : Manhole Frames
Pr_65_52_01_58 : Orifice Plate Drainage Flow Controllers
Pr_65_52_01_60 : Plastics Below-Ground Access Or Equipment Chambers
Pr_65_52_01_61 : Plastics Channels For Access Chambers
Pr_65_52_01_62 : Plastics Distribution And Sampling Chambers
Pr_65_52_01_63 : Plastics Inspection Chambers
Pr_65_52_01_64 : Plastics Mini Inspection Chambers
Pr_65_52_01_65 : Plastics Restricted Access Inspection Shafts
Pr_65_52_01_66 : Preformed Access Ducts
Pr_65_52_01_72 : Recycled Polyethylene (PE) Inspection Chambers
Pr_65_52_01_80 : Small Surface Boxes
Pr_65_52_01_84 : Stainless Steel Inspection Chambers
Pr_65_52_01_95 : Vortex Flow Drainage Controllers
Pr_65_52_07_15 : Concrete Perforated Below-Ground Drainage Pipes For Flexible Jointing
Pr_65_52_07_16 : Concrete Plain Wall Below-Ground Drainage Pipes For Flexible Jointing
Pr_65_52_07_25 : Ductile Iron Pressure Pipes
Pr_65_52_07_34 : Grey Cast Iron Below-Ground Drainage Pipes
Pr_65_52_07_36 : High-Density Polyethylene (HDPE) Pressure Pipes
Pr_65_52_07_38 : High-Density Polyethylene (HDPE) Structured Wall Below-Ground Drainage Pipes For Flexible Jointing
Pr_65_52_07_40 : High-Density Polyethylene (HDPE) Structured Wall Perforated Below-Ground Drainage Pipes For Flexible Jointing
Pr_65_52_07_58 : Oriented Unplasticized Polyvinylchloride (PVC-O) Pressure Pipes
Pr_65_52_07_63 : Plastics Flexible (coil) Perforated Wall Below-Ground Drainage Pipes
Pr_65_52_07_64 : Polypropylene (PP) Solid Wall Below-Ground Drainage Pipes For Flexible Jointing
Pr_65_52_07_65 : Polypropylene (PP) Structured Wall Below-Ground Drainage Pipes For Flexible Jointing
Pr_65_52_07_66 : Polypropylene (PP) Structured Wall Perforated Below-Ground Drainage Pipes For Flexible Jointing
Pr_65_52_07_87 : Unplasticized Polyvinylchloride (PVC-U) Pressure Pipes
Pr_65_52_07_88 : Unplasticized Polyvinylchloride (PVC-U) Solid Wall Below-Ground Drainage Pipes For Flexible Jointing
Pr_65_52_07_89 : Unplasticized Polyvinylchloride (PVC-U) Solid Wall Perforated Below-Ground Drainage Pipes For Flexible Jointing
Pr_65_52_07_90 : Unplasticized Polyvinylchloride (PVC-U) Structured Wall Below-Ground Drainage Pipes For Flexible Jointing
Pr_65_52_07_91 : Unplasticized Polyvinylchloride (PVC-U) Structured Wall Perforated Below-Ground Drainage Pipes For Flexible Jointing
Pr_65_52_07_92 : Unplasticized Polyvinylchloride Alloy (PVC-A) Pressure Pipes
Pr_65_52_07_94 : Vitrified Clay Perforated Below-Ground Drainage Pipes For Flexible Jointing
Pr_65_52_07_96 : Vitrified Clay Plain Wall Below-Ground Drainage Open Butt Joint Pipes (land Drainage Tiles)
Pr_65_52_07_97 : Vitrified Clay Plain Wall Below-Ground Drainage Pipes For Flexible Jointing
Pr_65_52_07_98 : Vitrified Clay Plain Wall Below-Ground Drainage Pipes For Rigid Jointing
Pr_65_52_20 : Culverts
Pr_65_52_20_15 : Concrete Arch Culverts
Pr_65_52_20_16 : Concrete Box Culverts
Pr_65_52_20_17 : Concrete Bridge Culverts
Pr_65_52_20_18 : Concrete Pipe Arch Culverts
Pr_65_52_20_19 : Concrete Pipe Culverts
Pr_65_52_20_20 : Corrugated Steel Pipe Culverts
Pr_65_52_20_84 : Structural Plate Corrugated Steel Pipe Culverts
Pr_65_52_24 : Drainage Gullies And Channels
Pr_65_52_24_02 : Adaptors For Above-Ground Pipe Connections To Clay Drainage Pipelines
Pr_65_52_24_03 : Adaptors For Above-Ground Pipe Connections To Plastics Drainage Pipelines
Pr_65_52_24_11 : Carriageway Kerb And Drainage Channels
Pr_65_52_24_14 : Covers And Gratings For Floor Channels
Pr_65_52_24_15 : Covers And Gratings For Floor Gullies
Pr_65_52_24_22 : Discharge And Ventilating Stack Terminations
Pr_65_52_24_24 : Drainage Channels With Gratings
Pr_65_52_24_26 : Filtration Drainage Channels
Pr_65_52_24_28 : Flexible Couplings Between Below-Ground Drainage Pipes
Pr_65_52_24_29 : Floor Channels
Pr_65_52_24_30 : Floor Gullies
Pr_65_52_24_34 : Gravity Rainwater Outlets
Pr_65_52_24_47 : Linear Slot Drainage Channels
Pr_65_52_24_59 : Plastics Composite Gullies
Pr_65_52_24_60 : Plastics One Piece Gullies
Pr_65_52_24_61 : Plastics Rodding Eyes
Pr_65_52_24_64 : Polypropylene (PP) Composite Gullies
Pr_65_52_24_65 : Polypropylene (PP) One Piece Gullies
Pr_65_52_24_67 : Precast Concrete One Piece Gullies
Pr_65_52_24_70 : Rainwater Pipe Diverter Units
Pr_65_52_24_73 : Rat Barrier Pipes
Pr_65_52_24_75 : Saddle Connectors To Below-Ground Drainage Pipes
Pr_65_52_24_79 : Silt Buckets
Pr_65_52_24_81 : Siphonic Rainwater Outlets
Pr_65_52_24_91 : Vitrified Clay Channels For Access Chambers
Pr_65_52_24_92 : Vitrified Clay Composite Gullies
Pr_65_52_24_94 : Vitrified Clay One Piece Gullies
Pr_65_52_24_95 : Vitrified Clay Rodding Eyes
Pr_65_52_25_06 : Below-Ground Grease Traps And Converters
Pr_65_52_25_32 : Free-Standing Grease Traps And Converters
Pr_65_52_25_62 : Plastics Silt Traps
Pr_65_52_25_68 : Precast Concrete Silt Traps
Pr_65_52_25_75 : Sanitary Appliance Traps
Pr_65_52_25_93 : Vitrified Clay Interceptor Traps
Pr_65_52_25_96 : Vitrified Clay Silt Traps
Pr_65_52_34 : Gauges And Sight Glasses
Pr_65_52_34_23 : Steam Sight Glasses
Pr_65_52_34_47 : Contents Gauges
Pr_65_52_34_48 : Contents Sight Glasses
Pr_65_52_34_65 : Pressure And Altitude Gauges
Pr_65_52_34_66 : Pressure Gauges
Pr_65_52_34_88 : Temperature Gauges
Pr_65_52_38 : Hoses And Hose Reels
Pr_65_52_38_14 : Compressed Air Coil Hoses
Pr_65_52_38_16 : Compressed Air Hose Reel Balancers
Pr_65_52_38_18 : Compressed Air Hose Reels
Pr_65_52_38_20 : Crushproof Vehicle Exhaust Hoses
Pr_65_52_38_30 : Flexible Vibration Isolation Hoses
Pr_65_52_38_33 : Gas Hose Reels
Pr_65_52_38_84 : Spiral Compressed Air Hoses
Pr_65_52_38_85 : Spiral Plastics Hoses
Pr_65_52_38_86 : Spring Balancer Vehicle Exhaust Hose Supports
Pr_65_52_38_94 : Vehicle Exhaust Hose Reels
Pr_65_52_38_96 : Water Hose Reels
Pr_65_52_38_97 : Water Fire Extinguishing Hose Couplings
Pr_65_52_38_98 : Wc Washdown Hoses
Pr_65_52_61 : Pipe Accessories
Pr_65_52_61_15 : Concealed Intumescent Pipe Collars
Pr_65_52_61_28 : Electrical Resistance Surface Trace Heating
Pr_65_52_61_42 : Insulated Wrap Pipe Collars
Pr_65_52_61_62 : Pipe Sleeves
Pr_65_52_61_86 : Surface-Mounted Intumescent Pipe Collars
Pr_65_52_61_91 : Tundishes
Pr_65_52_62 : Pipe Jointing Materials
Pr_65_52_62_09 : Brazing Compound
Pr_65_52_62_36 : Hemp And Paste
Pr_65_52_62_81 : Solder
Pr_65_52_63 : Pipes And Fittings
Pr_65_52_63_02 : Acrylonitrile Butadiene Styrene (ABS) Pipes And Fittings
Pr_65_52_63_04 : Aluminium Pipes And Fittings
Pr_65_52_63_08 : Borosilicate Glass Pipes And Fittings
Pr_65_52_63_11 : Carbon Steel Pipes And Fittings
Pr_65_52_63_12 : Cast Iron Pipes And Fittings
Pr_65_52_63_13 : Chlorinated Polyvinylchloride (PVC-C) Pipes And Fittings
Pr_65_52_63_14 : Concrete Perforated Pipes And Fittings
Pr_65_52_63_15 : Concrete Pipes And Fittings
Pr_65_52_63_16 : Copper Pipes And Fittings
Pr_65_52_63_17 : Corrugated Stainless Steel Pipes And Fittings
Pr_65_52_63_18 : Cross-Linked Polyethylene (PE-X) Pipes And Fittings
Pr_65_52_63_25 : Ductile Iron Pipes And Fittings
Pr_65_52_63_32 : Glass Pipes And Fittings
Pr_65_52_63_33 : Glass Reinforced Plastics (GRP) Pipes And Fittings
Pr_65_52_63_34 : Grey Cast Iron Pipes And Fittings
Pr_65_52_63_37 : High-Density Polyethylene (HDPE) Pipes And Fittings
Pr_65_52_63_52 : Modified Unplasticized Polyvinylchloride (MUPVC) Pipes And Fittings
Pr_65_52_63_58 : Oriented Unplasticized Polyvinylchloride (PVC-O) Pipes And Fittings
Pr_65_52_63_61 : Polybutylene (PB) Pipes And Fittings
Pr_65_52_63_62 : Polyethylene (PE) Pressure Pipes And Fittings
Pr_65_52_63_63 : Polyethylene (PE) Structured Wall Perforated Pipes And Fittings
Pr_65_52_63_64 : Polyethylene (PE) Structured Wall Pipes And Fittings
Pr_65_52_63_65 : Polypropylene (PP) Solid Wall Pipes And Fittings
Pr_65_52_63_66 : Polypropylene (PP) Structured Wall Perforated Pipes And Fittings
Pr_65_52_63_67 : Polypropylene (PP) Structured Wall Pipes And Fittings
Pr_65_52_63_84 : Stainless Steel Pipes And Fittings
Pr_65_52_63_89 : Unplasticized Polyvinylchloride (PVC-U) Solid Wall Perforated Pipes And Fittings
Pr_65_52_63_90 : Unplasticized Polyvinylchloride (PVC-U) Solid Wall Pipes And Fittings
Pr_65_52_63_91 : Unplasticized Polyvinylchloride (PVC-U) Structured Wall Perforated Pipes And Fittings
Pr_65_52_63_92 : Unplasticized Polyvinylchloride (PVC-U) Structured Wall Pipes And Fittings
Pr_65_52_63_93 : Unplasticized Polyvinylchloride Alloy (PVC-A) Pipes And Fittings
Pr_65_52_63_94 : Vitrified Clay Perforated Pipes And Fittings
Pr_65_52_63_95 : Vitrified Clay Plain Wall Open Butt Joint Pipes And Fittings
Pr_65_52_63_96 : Vitrified Clay Plain Wall Pipes And Fittings
Pr_65_52_63_99 : Zinc Pipes And Fittings
Pr_65_53 : Pump Products
Pr_65_53_24 : Drainage Pumps
Pr_65_53_24_80 : Small Bore Discharge Macerator And Pumps
Pr_65_53_24_81 : Small Bore Discharge Pumps
Pr_65_53_24_86 : Submersible Pumps
Pr_65_53_86 : Supply And Exhaust Pumps
Pr_65_53_86_05 : Automatic Condensate Pumps
Pr_65_53_86_07 : Belt Driven End Suction Pumps
Pr_65_53_86_11 : Canned Rotor Pumps
Pr_65_53_86_12 : Centrifugal Pumps
Pr_65_53_86_13 : Close-Coupled End Suction Pumps
Pr_65_53_86_15 : Close-Coupled In Line Pumps
Pr_65_53_86_32 : Fuel Oil Transfer Pumps
Pr_65_53_86_50 : Medical Gas Exhauster Units
Pr_65_53_86_51 : Metering Pumps
Pr_65_53_86_55 : Multi-Stage Pumps
Pr_65_53_86_66 : Pressure Booster Pumps
Pr_65_53_86_68 : Pressurization Units
Pr_65_53_86_86 : Suction Pumps
Pr_65_54 : Valve Products
Pr_65_54_24 : Valve Products tempxxx
Pr_65_54_24_02 : Air Admittance Valves
Pr_65_54_24_04 : Anti-Flood Valves
Pr_65_54_30 : Fire Fighting Valves
Pr_65_54_30_15 : Container Gas Fire Extinguishing Valves
Pr_65_54_30_22 : Deluge Valves
Pr_65_54_30_24 : Dry Riser Landing Valves
Pr_65_54_30_37 : High And Low Pressure Selector Gas Fire Extinguishing Valves
Pr_65_54_30_42 : Inlet Breechings
Pr_65_54_30_85 : Sprinkler System Alarm Valves
Pr_65_54_30_96 : Water Mist Control Valves
Pr_65_54_30_97 : Wet Riser Landing Valves
Pr_65_54_33_03 : Anti-Siphon Liquid Fuel Supply Valves
Pr_65_54_33_04 : Area Medical Gas Valve Service Units
Pr_65_54_33_05 : Area Medical Gas Service Modules
Pr_65_54_33_33 : Gas Ball Valves
Pr_65_54_33_75 : Gas Pressure Reducing Stations
Pr_65_54_33_34 : Gas Butterfly Valves
Pr_65_54_33_35 : Gas Solenoid Valves
Pr_65_54_33_43 : Industrial Vacuum Flow Regulating Valves
Pr_65_54_33_47 : Liquefied Petroleum Gas (LPG) Pressure Regulators
Pr_65_54_33_48 : Liquefied Petroleum Gas (LPG) Pressure Relief Valves
Pr_65_54_33_49 : Liquefied Petroleum Gas (LPG) Shut Off Valves And Emergency Valves
Pr_65_54_33_51 : Mechanical Gas Safety Valves
Pr_65_54_33_52 : Medical Gas Line Valves
Pr_65_54_33_53 : Medical Gas Supply Manifolds
Pr_65_54_33_54 : Medical Vacuum Flow Regulating Valves
Pr_65_54_33_71 : Remote Acting Fire Safety Liquid Fuel Supply Valves
Pr_65_54_85 : Steam Valves
Pr_65_54_85_08 : Blowdown Valves
Pr_65_54_85_26 : Electrically-Actuated Control Steam Valves
Pr_65_54_85_65 : Pneumatically-Actuated Control Steam Valves
Pr_65_54_85_77 : Self-Acting Control Steam Valves
Pr_65_54_85_78 : Self-Acting Steam Temperature Valves
Pr_65_54_85_88 : Temperature And Pressure Control Steam Valves
Pr_65_54_94 : Valve Accessories
Pr_65_54_94_05 : Automatic Air Vents
Pr_65_54_94_06 : Ball Valve Floats
Pr_65_54_94_50 : Manual Air Vents
Pr_65_54_94_87 : Test Points
Pr_65_54_94_88 : T-Keys
Pr_65_54_94_94 : Valve Keys
Pr_65_54_95_24 : Draw Off Taps
Pr_65_54_95_25 : Diaphragm Valves
Pr_65_54_95_26 : Double Regulating Valves
Pr_65_54_95_27 : Draining Taps
Pr_65_54_95_28 : Excess Pressure Valves
Pr_65_54_95_29 : Float-Operated Valves
Pr_65_54_95_30 : Flow Measuring Valves
Pr_65_54_95_31 : Flow-Reducing Servicing Valves
Pr_65_54_95_33 : Gate Valves
Pr_65_54_95_34 : Globe Valves
Pr_65_54_95_63 : Plug Valves
Pr_65_54_95_66 : Pressure Reducing Valves
Pr_65_54_95_67 : Pressure Surplussing Valves
Pr_65_54_95_87 : Thermostatic Mixing Valves
Pr_65_54_95_89 : Three-Way Vent Cocks
Pr_65_54_95_92 : Underfloor Heating And Cooling Manifolds
Pr_65_54_95_96 : Water Ball Valves
Pr_65_54_95_97 : Water Butterfly Valves
Pr_65_55 : Liquid And Gas Distribution Products
Pr_65_55_62 : Phase Change Distribution Products
Pr_65_55_62_47 : Liquefied Petroleum Gas (LPG) Vaporizers
Pr_65_55_76 : Separators
Pr_65_55_76_05 : Austenitic Stainless Steel Steam And Condensate Separators
Pr_65_55_76_11 : Carbon Steel Steam And Condensate Separators
Pr_65_55_76_12 : Cast Iron Steam And Condensate Separators
Pr_65_55_76_13 : Centrifugal Air Separators
Pr_65_55_76_15 : Combined Air And Dirt Separators
Pr_65_55_76_22 : Dirt Separators
Pr_65_55_76_58 : Oil And Petrol Separators
Pr_65_55_76_59 : Oil And Water Separators
Pr_65_55_76_82 : Spheroidal Graphite (SG) Cast Iron Steam And Condensate Separators
Pr_65_55_76_84 : Stainless Steel Steam And Condensate Separators
Pr_65_55_76_96 : Water Separators
Pr_65_55_84 : Steam And Condensate Distribution
Pr_65_55_84_75 : Sample Coolers
Pr_65_55_84_94 : Vacuum Breakers
Pr_65_55_86 : Steam Traps
Pr_65_55_86_06 : Balanced Pressure Steam Traps
Pr_65_55_86_07 : Ball Float Steam Traps
Pr_65_55_86_08 : Bimetallic Steam Traps
Pr_65_55_86_42 : Inverted Bucket Steam Traps
Pr_65_55_86_88 : Thermodynamic Steam Traps
Pr_65_55_86_89 : Thermostatic Steam Traps
Pr_65_57 : Filter Products
Pr_65_57_02 : Air Filters
Pr_65_57_02_02 : Activated Carbon Air Filters
Pr_65_57_02_03 : Air Gas And Vapour Cleaners
Pr_65_57_02_04 : Air Particle Cleaners
Pr_65_57_02_06 : Baffle Grease Air Filters
Pr_65_57_02_07 : Bag Air Filters
Pr_65_57_02_11 : Cartridge Grease Air Filters
Pr_65_57_02_15 : Cold Water Mist Grease Air Filters
Pr_65_57_02_25 : Duct-Mounted Modular Electrostatic Air Filters
Pr_65_57_02_26 : Efficient Particulate Arrestor (EPA) Air Filters
Pr_65_57_02_28 : Electrostatic Precipitators
Pr_65_57_02_37 : High Efficiency Particle Arrestor (HEPA) Air Filters
Pr_65_57_02_52 : Mesh Air Filters
Pr_65_57_02_66 : Panel Air Filters
Pr_65_57_02_70 : Safe Change Filter Changing Units
Pr_65_57_02_92 : Ultra Low Particle Arrestor (ULPA) Air Filters
Pr_65_57_02_96 : Water Wash Grease Air Filters
Pr_65_57_58 : Oil Filters And Strainers
Pr_65_57_58_58 : Oil Filters
Pr_65_57_58_59 : Oil Strainers
Pr_65_57_96 : Water Filters And Strainers
Pr_65_57_96_02 : Activated Carbon Water Filters
Pr_65_57_96_03 : Active Biological Water Filters
Pr_65_57_96_04 : Angle Water Strainers
Pr_65_57_96_06 : Basket Water Filters
Pr_65_57_96_07 : Basket Water Strainers
Pr_65_57_96_08 : Bottle Brush Water Filters
Pr_65_57_96_11 : Canister Water Filters
Pr_65_57_96_12 : Cartridge Water Filters
Pr_65_57_96_13 : Chlorine Dioxide Biological Water Filters
Pr_65_57_96_15 : Coalescing Water Filters
Pr_65_57_96_22 : Diatomaceous Earth Water Filters
Pr_65_57_96_25 : Dust Water Filters
Pr_65_57_96_29 : Fast Bed Rapid Sand Water Filters
Pr_65_57_96_30 : Floating Tank Water Filters
Pr_65_57_96_33 : Glass Water Filters
Pr_65_57_96_34 : Granular Activated Carbon Water Filters
Pr_65_57_96_35 : Gravel Water Filters
Pr_65_57_96_51 : Media Water Filters
Pr_65_57_96_52 : Membrane Water Filters
Pr_65_57_96_53 : Mesh Water Filters
Pr_65_57_96_62 : Pilot Water Filters
Pr_65_57_96_70 : Rapid Gravity Water Filters
Pr_65_57_96_72 : Reed Bed Water Filters
Pr_65_57_96_75 : Sand Water Filters
Pr_65_57_96_77 : Side Stream Water Filters
Pr_65_57_96_79 : Slow Bed Sand Water Filters
Pr_65_57_96_86 : Subsurface Vortex Water Filters
Pr_65_57_96_99 : Y-Type Water Strainers
Pr_65_65 : Ductwork Products
Pr_65_65_24 : Ductwork Products tempxxx
Pr_65_65_24_29 : Fire And Smoke Dampers
Pr_65_65_24_30 : Fire Dampers
Pr_65_65_24_56 : Non-Return Dampers
Pr_65_65_24_66 : Pressure Control Flaps
Pr_65_65_24_68 : Pressure Relief Dampers
Pr_65_65_24_78 : Shut Off Dampers
Pr_65_65_24_80 : Smoke Dampers
Pr_65_65_24_95 : Volume Control Dampers
Pr_65_65_25 : Ductwork And Fittings
Pr_65_65_25_30 : Fire Rated And Smoke Extract Ductwork And Fittings
Pr_65_65_25_32 : Flexible Ductwork
Pr_65_65_25_34 : Glass Fibre Ductwork And Fittings
Pr_65_65_25_63 : Plastics Ductwork And Fittings
Pr_65_65_25_64 : Pre-Insulated Ductwork And Fittings
Pr_65_65_25_77 : Sheet Metal Ductwork And Fittings
Pr_65_67 : Air And Fume Distribution Products
Pr_65_67_16 : Compressed Air Products
Pr_65_67_16_02 : Air Compressors
Pr_65_67_16_03 : Air-Cooled After Coolers
Pr_65_67_16_04 : Air Preparation Units
Pr_65_67_16_05 : Air Receivers
Pr_65_67_16_08 : Blow Protectors
Pr_65_67_16_22 : Desiccant Air Driers
Pr_65_67_16_71 : Refrigerant Air Driers
Pr_65_67_16_96 : Water-Cooled After Coolers
Pr_65_67_22 : De-Aerators
Pr_65_67_22_47 : Liquid Fuel De-Aerators
Pr_65_67_22_66 : Pressure Differential De-Aerators
Pr_65_67_22_88 : Temperature Differential De-Aerators
Pr_65_67_28 : Expansion Compensators
Pr_65_67_28_03 : Angular Expansion Compensators
Pr_65_67_28_05 : Axial Expansion Compensators
Pr_65_67_28_46 : Lateral Expansion Compensators
Pr_65_67_29 : Fans
Pr_65_67_29_05 : Axial Flow Fans
Pr_65_67_29_12 : Centrifugal Fans
Pr_65_67_29_44 : Jet Fans
Pr_65_67_29_52 : Mixed Flow Fans
Pr_65_67_29_67 : Propeller Fans
Pr_65_67_29_72 : Roof-Mounted Fans
Pr_65_67_39 : Humidifiers And Dehumidifiers
Pr_65_67_39_22 : Desiccant Dehumidifiers
Pr_65_67_39_28 : Evaporative Humidifiers
Pr_65_67_39_84 : Steam Humidifiers
Pr_65_67_39_96 : Water Atomizing Humidifiers
Pr_65_67_78 : Silencers And Attenuators
Pr_65_67_78_02 : Acoustic Duct Linings
Pr_65_67_78_05 : Air Transfer And Cross Talk Attenuators
Pr_65_67_78_12 : Circular Silencers
Pr_65_67_94 : Vehicle Exhaust Distribution Products
Pr_65_67_94_25 : Ducted Rail Tracks
Pr_65_70 : Cables, Conductors And Fitting Products
Pr_65_70_10 : Busbars
Pr_65_70_10_33 : High Voltage Busbars
Pr_65_70_10_45 : Lighting Busbar Trunking
Pr_65_70_10_47 : Low Voltage Busbars
Pr_65_70_11 : Cable Conduit, Ducting And Trunking
Pr_65_70_20 : Cable Protection Products
Pr_65_70_20_04 : Anti-Vandal Capping
Pr_65_70_11_10 : Buried Conduit
Pr_65_70_11_11 : Carbon Steel Cable Ducting
Pr_65_70_11_12 : Carbon Steel Floor Cable Trunking
Pr_65_70_11_13 : Carbon Steel Cable Trunking
Pr_65_70_11_15 : Conduit Fittings
Pr_65_70_11_28 : Extruded Aluminium Cable Trunking
Pr_65_70_11_30 : Flexible Conduit
Pr_65_70_11_63 : Pliable Conduit
Pr_65_70_11_71 : Rigid Conduit
Pr_65_70_11_79 : Slotted Cable Trunking
Pr_65_70_11_84 : Stainless Steel Floor Cable Ducting
Pr_65_70_11_85 : Stainless Steel Floor Cable Trunking
Pr_65_70_11_86 : Stainless Steel Cable Trunking
Pr_65_70_11_92 : Unplasticized Polyvinylchloride (PVC-U) Cable Ducting
Pr_65_70_20_92 : Underground Concrete Cable Protection Covers
Pr_65_70_11_93 : Unplasticized Polyvinylchloride (PVC-U) Floor Trunking
Pr_65_70_20_93 : Underground Plastics Cable Ducts
Pr_65_70_11_94 : Unplasticized Polyvinylchloride (PVC-U) Cable Trunking
Pr_65_70_20_94 : Underground Plastics Cable Protection Covers
Pr_65_70_15 : Communications Cables
Pr_65_70_15_06 : Balanced Twisted-Pair Cables
Pr_65_70_15_13 : Coaxial Cables
Pr_65_70_15_17 : Copper Voice Cables
Pr_65_70_15_58 : Optical Fibre Cables
Pr_65_70_15_60 : Patch Cords
Pr_65_70_15_76 : Screened Twisted Pair Cables
Pr_65_70_15_88 : Functional Earth Cables
Pr_65_70_36 : High Voltage Cables
Pr_65_70_36_36 : High Voltage Cable Terminations
Pr_65_70_36_37 : High Voltage Extruded Insulation Power Cables
Pr_65_70_36_38 : High Voltage Low Smoke Thermosetting Insulation Armoured Power Cables
Pr_65_70_36_39 : High Voltage Impregnated Paper Insulation Lead Alloy Sheathed Cables
Pr_65_70_36_40 : High Voltage Thermosetting Insulation Armoured Cables
Pr_65_70_46 : Lightning And Earth Conductors
Pr_65_70_46_02 : Air Terminals
Pr_65_70_46_04 : Aluminium Rod Lightning Conductors
Pr_65_70_46_14 : Copper Solid Circular Lightning Conductors
Pr_65_70_46_24 : Earth Bars
Pr_65_70_46_25 : Earth Plates
Pr_65_70_46_26 : Earth Rod Inspection Pits
Pr_65_70_46_27 : Earth Rods
Pr_65_70_46_29 : Earthing And Bonding Conductors
Pr_65_70_48 : Low Voltage Cables
Pr_65_70_48_29 : Fire Resistant, Insulated And Sheathed Armoured Cables
Pr_65_70_48_30 : Fire Resistant, Insulated And Sheathed Cables
Pr_65_70_48_32 : Flexible Electrical Cords
Pr_65_70_48_41 : Industrial Flexible Electrical Cords
Pr_65_70_48_51 : Mineral Insulation Cables
Pr_65_70_48_63 : Polyvinylchloride (PVC) Insulation Cables
Pr_65_70_48_77 : Single-Core Heat-Resisting Insulation Cables
Pr_65_70_48_84 : Split Concentric, Insulated And Sheathed Cables
Pr_65_70_48_87 : Thermosetting Insulation Low-Smoke Zero-Halogen (LSZH) Sheathed Armoured Cables
Pr_65_70_48_88 : Thermosetting Insulation Polyvinylchloride (PVC) Sheathed Armoured Cables
Pr_65_70_48_89 : Thermosetting Insulation Polyvinylchloride (PVC) Sheathed Cables (cross-linked Polyethylene (XLPE)/ Pvc Singles)
Pr_65_70_48_90 : Thermosetting Insulation Cables
Pr_65_70_48_91 : Thermosetting Insulation Metal-Screened Low-Smoke Zero-Halogen (LSZH) Sheathed Multicore Cables
Pr_65_70_66 : Prefabricated Cables
Pr_65_70_66_64 : Prefabricated Low-Smoke Zero-Halogen (LSZH) Insulated And Sheathed Multi-Core Cables
Pr_65_70_66_66 : Prefabricated Low-Smoke Zero-Halogen (LSZH) Insulated Single Cables In Flexible Conduit
Pr_65_70_66_71 : Rj45 Cables
Pr_65_72_26 : Electrical Protective Devices
Pr_65_72_26_02 : Air Circuit Breakers
Pr_65_72_26_11 : Cartridge Fuses
Pr_65_72_26_32 : Fuse Links
Pr_65_72_26_44 : J-Type Feeder Pillar Fuses
Pr_65_72_26_47 : Low-Voltage Fuses
Pr_65_72_26_52 : Miniature Circuit Breakers
Pr_65_72_26_53 : Moulded Case Circuit Breakers
Pr_65_72_26_72 : Residual Current Circuit Breakers
Pr_65_72_26_73 : Residual Current Circuit Breakers With Integral Overcurrent Protection
Pr_65_72_26_88 : Transient Overvoltage Surge Suppression Devices
Pr_65_72_43 : Inverters And Power Devices
Pr_65_72_43_01 : Active Electrical Filters
Pr_65_72_43_05 : Automatic Power Factor Correction Equipment
Pr_65_72_43_07 : Blocking Diodes
Pr_65_72_43_39 : Hybrid Electrical Filters
Pr_65_72_43_42 : Inverters
Pr_65_72_43_60 : Passive Electrical Filters
Pr_65_72_43_64 : Power Conditioning Units
Pr_65_72_43_91 : Turbine Control Units
Pr_65_72_43_95 : Voltage Transformers
Pr_65_75 : Communications Distribution Products
Pr_65_75_04 : Audio Amplifiers
Pr_65_75_04_46 : Launch Amplifiers
Pr_65_75_04_50 : Masthead Amplifiers
Pr_65_75_04_52 : Mixer Amplifiers
Pr_65_75_04_64 : Power Amplifiers
Pr_65_75_04_66 : Pre-Amplifiers
Pr_65_75_04_80 : Sound Amplifiers
Pr_65_75_05 : Audio And Visual Distribution
Pr_65_75_05_23 : Diplexers
Pr_65_75_05_25 : Equalizers
Pr_65_75_05_54 : Mixers
Pr_65_75_05_85 : Splitters
Pr_65_75_42 : Induction Loops
Pr_65_75_42_38 : Induction Loop Amplifiers
Pr_65_75_42_39 : Induction-Loop Monitor Receivers
Pr_65_75_42_40 : Induction Loop Pads
Pr_65_75_42_41 : Induction Loop Signal Generators
Pr_65_75_42_42 : Induction Loop Transformers
Pr_65_75_95 : Voice Distribution
Pr_65_75_95_45 : Infrared Hearing And Assisted Listening Radiators
Pr_65_75_95_56 : Modulators
Pr_65_75_95_64 : Portable Communicators
Pr_65_80_23 : Dock Levellers
Pr_65_80_23_06 : Bascule Dock Bridges
Pr_65_80_23_38 : Hydraulic Hinged-Lip Dock Levellers
Pr_65_80_23_39 : Hydraulic Telescopic-Lip Dock Levellers
Pr_65_80_23_51 : Mechanical Dock Levellers
Pr_65_80_28 : Escalator And Travelator Distribution Products
Pr_65_80_28_21 : Escalator And Travelator Balustrade Panels
Pr_65_80_28_22 : Escalator And Travelator Decking
Pr_65_80_28_23 : Escalator And Travelator Electric Drives
Pr_65_80_28_24 : Escalator And Travelator External Cladding
Pr_65_80_28_25 : Escalator And Travelator Hand Winding Equipment
Pr_65_80_28_26 : Escalator And Travelator Handrails
Pr_65_80_28_27 : Escalator And Travelator Landing Comb Plates
Pr_65_80_28_28 : Escalator And Travelator Landing Cover Plates
Pr_65_80_28_29 : Escalator And Travelator Skirtings
Pr_65_80_28_30 : Escalator And Travelator Solid Guards At Ceiling Intersections
Pr_65_80_28_31 : Escalator And Travelator Treadway Belts
Pr_65_80_28_32 : Escalator And Travelator Treadway Pallets
Pr_65_80_28_33 : Escalator And Travelator Treadway Steps
Pr_65_80_42 : Inclined Transport Cars, Platforms And Chairs
Pr_65_80_42_09 : Bridging Inclined Stair Lift Platforms
Pr_65_80_42_11 : Cable Cars
Pr_65_80_42_39 : Inclined Chairlifts
Pr_65_80_42_40 : Inclined Stair Lift Chairs
Pr_65_80_42_41 : Inclined Standard Stair Lifts
Pr_65_80_42_42 : Inclined Standing Platforms
Pr_65_80_42_43 : Inclined Wheelchair Platforms
Pr_65_80_42_77 : Ski Lift Chairs
Pr_65_80_42_84 : Standing Inclined Stair Lift Platforms
Pr_65_80_42_96 : Wheelchair Inclined Stair Lift Platforms
Pr_65_80_46 : Laundry Conveyors
Pr_65_80_46_42 : Inclined Loading Laundry Conveyors
Pr_65_80_46_77 : Shuttle Lifting Laundry Conveyors
Pr_65_80_47 : Lift Cars, Platforms And Chairs
Pr_65_80_47_31 : Food Hoists
Pr_65_80_47_47 : Lift Cars
Pr_65_80_47_63 : Platform Lift Platforms
Pr_65_80_47_65 : Poolside Hoists
Pr_65_80_47_94 : Vehicle Hoists
Pr_65_80_65 : Pneumatic Document Conveying Products
Pr_65_80_65_63 : Pneumatic Document Conveying Blowers
Pr_65_80_65_64 : Pneumatic Document Conveying Carriers
Pr_65_80_65_65 : Pneumatic Document Conveying Diverters
Pr_65_80_65_66 : Pneumatic Document Conveying Pipes And Fittings
Pr_65_80_65_67 : Pneumatic Document Conveying Stations
Pr_65_80_70 : Railway Line Products
Pr_65_80_70_16 : Concrete Sleepers
Pr_65_80_70_36 : Hardwood Sleepers
Pr_65_80_70_70 : Railway Track Sections
Pr_70 : Services Outlet Products
Pr_70_50 : Solid Waste Disposal Products
Pr_70_50_71 : Refuse Disposal Equipment
Pr_70_50_71_06 : Baling Presses
Pr_70_50_71_16 : Compactors
Pr_70_50_71_18 : Crushers
Pr_70_50_71_42 : Incinerators
Pr_70_50_71_60 : Packagers
Pr_70_55 : Liquid And Gas Outlet Products
Pr_70_55_33 : Gas And Foam Nozzles And Sprinklers
Pr_70_55_33_11 : Carbon Dioxide Fire Extinguishing Nozzles
Pr_70_55_33_30 : Foam Sprinklers
Pr_70_55_33_36 : Halocarbons And Inert Gas Fire Extinguishing Nozzles
Pr_70_55_51 : Medical Gases Outlets
Pr_70_55_51_30 : Flexible Pendants
Pr_70_55_51_37 : Headwall Bedhead Units
Pr_70_55_51_52 : Terminal Units
Pr_70_55_51_53 : Medical Trunking Bedhead Units
Pr_70_55_51_55 : Multi-Movement Pendants
Pr_70_55_51_73 : Retractable Pendants
Pr_70_55_51_74 : Rigid Pendants
Pr_70_55_62 : Phase Change Outlet Products
Pr_70_55_62_31 : Foam Proportioners
Pr_70_55_76 : Sewage Treatment Plant
Pr_70_55_76_34 : Geocellular Modular Plastics Storage Units
Pr_70_55_76_62 : Private Packaged Pumping Stations
Pr_70_55_76_64 : Private Packaged Septic Tank Units
Pr_70_55_76_66 : Private Packaged Sewage Treatment Units
Pr_70_55_76_72 : Reed Bed Units
Pr_70_55_76_76 : Sewage Below-Ground Storage Tanks (cesspools)
Pr_70_55_96_06 : Bath Wastes
Pr_70_55_96_09 : Bidet Wastes
Pr_70_55_96_76 : Scrub Up Trough And Wash Trough Wastes
Pr_70_55_96_80 : Sinks Wastes
Pr_70_55_96_83 : Shower Tray Wastes
Pr_70_55_96_93 : Urinal Wastes
Pr_70_55_96_97 : Wash Basins Wastes
Pr_70_55_97 : Water Fire Extinguishing Outlets
Pr_70_55_97_01 : Above-Ground Fire Hydrants
Pr_70_55_97_37 : High Velocity Nozzles
Pr_70_55_97_51 : Medium Velocity Nozzles
Pr_70_55_97_57 : Nozzles
Pr_70_55_97_84 : Sprinkler Heads
Pr_70_55_97_93 : Underground Fire Hydrants
Pr_70_55_98 : Water Outlets
Pr_70_55_98_28 : External Drinking Fountains
Pr_70_55_98_35 : Green Roof Drainage Outlets
Pr_70_55_98_59 : Overflows
Pr_70_55_98_60 : Passive Tank Outlets
Pr_70_55_98_65 : Pool Water Inlets And Outlets
Pr_70_55_98_84 : Sprinklers
Pr_70_55_98_87 : Tape Lines And Drippers
Pr_70_55_98_92 : Ultrasonic Mist Makers
Pr_70_60 : Space Heating And Cooling Products
Pr_70_60_14 : Climatic Beams And Ceilings
Pr_70_60_14_02 : Active Climatic Beams
Pr_70_60_14_14 : Climatic Ceiling Panels
Pr_70_60_14_55 : Multi-Service Climatic Beams
Pr_70_60_14_60 : Passive Climatic Beams
Pr_70_60_36 : Heat Emitters
Pr_70_60_36_02 : Air Curtains
Pr_70_60_36_06 : Cabinet Direct Heaters
Pr_70_60_36_08 : Cabinet Indirect Heaters
Pr_70_60_36_22 : Decorative Fuel Effect Gas Fires
Pr_70_60_36_26 : Electric Heated Towel Rails
Pr_70_60_36_28 : Electric Underfloor Heating
Pr_70_60_36_30 : Fan Convectors
Pr_70_60_36_33 : Gas Fired Unit Heaters
Pr_70_60_36_35 : Gas Fires
Pr_70_60_36_42 : Inset Live Fuel Effect Gas Fires
Pr_70_60_36_48 : Low Temperature Hot Water (LTHW) Heated Towel Rails
Pr_70_60_36_49 : Low Temperature Hot Water (LTHW) Underfloor Heating
Pr_70_60_36_56 : Natural Convectors
Pr_70_60_36_70 : Radiant Luminous Heaters
Pr_70_60_36_71 : Radiant Panels
Pr_70_60_36_72 : Radiant Tube Heaters
Pr_70_60_36_73 : Radiators
Pr_70_60_36_74 : Room Heaters
Pr_70_60_36_80 : Solid Fuel Room Heaters
Pr_70_60_36_88 : Thermal Storage Heaters
Pr_70_60_36_90 : Trench Heating
Pr_70_60_36_93 : Unit Heaters
Pr_70_60_36_97 : Wood-Burning Stoves
Pr_70_60_37 : Heat Pumps
Pr_70_60_37_02 : Air To Air Heat Pumps
Pr_70_60_37_04 : Air To Water Heat Pumps
Pr_70_60_37_33 : Gas Engine Driven Heat Pumps
Pr_70_60_37_35 : Gas Fired Absorption Heat Pumps
Pr_70_60_37_40 : Ground Source Heat Pumps
Pr_70_60_37_96 : Water To Air Heat Pumps
Pr_70_60_37_98 : Water To Water Heat Pumps
Pr_70_60_82 : Space Heating Fittings And Equipment
Pr_70_60_82_29 : Fenders
Pr_70_60_82_30 : Fireplace Hearths
Pr_70_60_82_31 : Fireplace Hoods
Pr_70_60_82_32 : Fireplace Surrounds
Pr_70_60_82_42 : Inset Open Fireplace Surrounds And Hearths
Pr_70_60_82_43 : Inset Open Fires
Pr_70_65 : Air And Fume Outlet Products
Pr_70_65_03 : Air Conditioning Units
Pr_70_65_03_02 : Air Cooled Condensing Units
Pr_70_65_03_25 : Dry Air Coolers
Pr_70_65_03_27 : Evaporative Cooling Units
Pr_70_65_03_29 : Fan Coil Units
Pr_70_65_03_42 : Indoor Refrigeration Units
Pr_70_65_03_43 : Induction Units
Pr_70_65_03_47 : Local Air Conditioning Units
Pr_70_65_03_72 : Room Air Conditioning Units
Pr_70_65_03_84 : Split Coil Remote Air Cooled Condensing Units
Pr_70_65_03_86 : Split Coil Room Air Conditioning Units
Pr_70_65_03_94 : Variable Refrigerant Flow Units
Pr_70_65_04_02 : Air Diffusers
Pr_70_65_04_22 : Displacement Ventilation Diffusers
Pr_70_65_04_30 : Floor Linear Air Diffusers
Pr_70_65_04_32 : Floor-Mounted Air Plenum Boxes
Pr_70_65_04_46 : Laminar Flow Panels
Pr_70_65_04_48 : Linear Air Diffusers
Pr_70_65_04_73 : Roof Ridge Air Terminals
Pr_70_65_04_75 : Roof Slope Air Terminals
Pr_70_65_04_76 : Roof Stack Air Terminals
Pr_70_65_04_84 : Specialist Air Terminals
Pr_70_65_04_86 : Swirl Air Diffusers
Pr_70_65_04_95 : Ventilated Ceilings
Pr_70_65_30 : Flues And Chimneys
Pr_70_65_30_14 : Clay Chimney Pots
Pr_70_65_30_15 : Clay Flue Liner Terminals
Pr_70_65_30_16 : Concrete Chimney Pots
Pr_70_65_30_30 : Flue Liners
Pr_70_65_30_32 : Fume Extract Discharge Stacks
Pr_70_65_30_51 : Metal Flues And Chimneys
Pr_70_65_30_84 : Stainless Steel Chimney Pots
Pr_70_65_82 : Smoke And Heat Exhaust Ventilators
Pr_70_65_82_56 : Natural Smoke And Heat Exhaust Ventilators
Pr_70_65_82_64 : Powered Smoke And Heat Exhaust Ventilators
Pr_70_70 : Power And Lighting Outlet Products
Pr_70_70_27 : Electrical Outlets
Pr_70_70_27_06 : Balanced Twisted-Pair Cable Outlets
Pr_70_70_27_11 : Cable Outlets
Pr_70_70_27_12 : Ceiling Roses
Pr_70_70_27_42 : Industrial Plugs
Pr_70_70_27_43 : Industrial Socket Outlets
Pr_70_70_27_55 : Multi-Gang Power Outlets
Pr_70_70_27_70 : Raised Access Floor Service Outlets
Pr_70_70_27_71 : Rj_45 To Bt Plug Adaptors
Pr_70_70_27_72 : Round Pin Socket Outlets
Pr_70_70_27_75 : Service Outlets
Pr_70_70_27_77 : Shaver Supply Units
Pr_70_70_27_78 : Single Voltage Shaver Outlets
Pr_70_70_27_82 : Specialist Socket Outlets
Pr_70_70_27_84 : Standard Socket Outlets and lampholders¦
Pr_70_70_49_15 : Combined Emergency Luminaires
Pr_70_70_49_22 : Dedicated Slave Emergency Luminaires
Pr_70_70_49_26 : Edison Screw Lampholders
Pr_70_70_49_27 : Electrical Low Mounted Way-Guidance Lighting Modules
Pr_70_70_49_28 : Electrical Low Mounted Way-Guidance Lighting Supply Units
Pr_70_70_49_30 : Fibre Optic Luminaires
Pr_70_70_49_36 : High Pressure Mercury Lamps
Pr_70_70_49_37 : High Pressure Sodium Lamps
Pr_70_70_49_40 : Indicator Lamps
Pr_70_70_49_41 : Induction Lamps
Pr_70_70_49_42 : Infrared Illuminatorsn
Pr_70_70_49_43 : Light-Emitting Diode (LED) Luminaires
Pr_70_70_49_44 : Lighting Tracks
Pr_70_70_49_45 : Low Pressure Sodium Lamps
Pr_70_70_49_46 : Luminaire Changeover Relays
Pr_70_70_49_47 : Luminaire Hold-Off Relays
Pr_70_70_49_48 : Luminaire Smoke Hoods
Pr_70_70_49_49 : Luminaire Sub-Circuit Relays
Pr_70_70_49_50 : Luminaire Inverter Modules
Pr_70_70_49_52 : Metal Halide Lamps
Pr_70_70_49_59 : Optical Fibre Emergency Luminaires
Pr_70_70_49_71 : Recessed Luminaires
Pr_70_70_49_75 : Safety Pendant Lampholders
Pr_70_70_49_76 : Self-Ballasted Compact Fluorescent Lamps
Pr_70_70_49_77 : Self-Contained Emergency Luminaires
Pr_70_70_49_78 : Semi-Recessed Luminaires
Pr_70_70_49_86 : Suspended Luminaires
Pr_70_70_49_88 : Tubular Fluorescent Lamps
Pr_70_70_49_89 : Tungsten Filament Lamps
Pr_70_70_49_90 : Tungsten Halogen Lamps
Pr_70_70_49_91 : Two And Four Pin Compact Fluorescent Lamps
Pr_70_75 : Communications Outlet Products
Pr_70_75_02 : Alarms And Sounders
Pr_70_75_02_22 : Deliberately Operated Intruder Alarm Devices
Pr_70_75_02_25 : Electronic Sounders
Pr_70_75_02_26 : Emergency Alarm Devices
Pr_70_75_02_27 : Emergency Break Glass Units
Pr_70_75_02_28 : External Intruder Alarm Sounders
Pr_70_75_02_30 : Fire Alarm Sounders
Pr_70_75_02_40 : Internal Electronic Intruder Alarm Sounders
Pr_70_75_02_52 : Medical Gas Area Alarm Devices
Pr_70_75_02_94 : Vibrating Intruder Alarm Pagers
Pr_70_75_02_95 : Vibrating Pillow Pads
Pr_70_75_02_96 : Vibrating Radio Pagers
Pr_70_75_02_97 : Visual Alarm Signal Devices
Pr_70_75_36 : Headphones And Loudspeakers
Pr_70_75_36_03 : Automatic Announcement Equipment
Pr_70_75_36_36 : Headsets And Headphones
Pr_70_75_36_37 : Hearing And Assisted Listening Headsets
Pr_70_75_36_49 : Loudspeakers
Pr_70_75_36_84 : Stethosets
Pr_70_75_77 : Signal Receiver
Pr_70_75_77_08 : Bodypack Receivers
Pr_70_75_77_43 : Induction Neck Loops
Pr_70_75_77_88 : Telemetry Receivers
Pr_70_75_88 : Telecoms And Audio/Visual Outlets
Pr_70_75_88_03 : Analogue Telephone Handsets
Pr_70_75_88_05 : Audio/ Visual Outlets
Pr_70_75_88_11 : Call Information Logging Equipment
Pr_70_75_88_22 : Digital Cordless Telephone Handsets
Pr_70_75_88_24 : Digital Terminals
Pr_70_75_88_28 : Extension Ringers
Pr_70_75_88_29 : Fibre Optic Cable Outlets
Pr_70_75_88_60 : Payphones
Pr_70_75_88_86 : Surveillance Monitors
Pr_70_75_88_89 : Telephone Operator Consoles
Pr_70_75_88_90 : Television Outlets
Pr_70_75_88_91 : Televisions
Pr_70_75_90 : Traffic And Pedestrian Control Signals
Pr_70_75_90_04 : Aviation Approach Indicators
Pr_70_75_90_05 : Aviation Ground Lights
Pr_70_75_90_07 : Belisha Beacons
Pr_70_75_90_53 : Motorway Lane Signals
Pr_70_75_90_56 : Navigation Signal Buoys
Pr_70_75_90_62 : Pedestrian Crossing Lights
Pr_70_75_90_70 : Railway Crossing Signals
Pr_70_75_90_73 : Road Traffic Lights
Pr_70_75_94 : Visual And Audible Indicators
Pr_70_75_94_27 : Electronic Scoreboards
Pr_70_75_94_40 : Illuminated Indicators
Pr_70_75_94_41 : Indicator Panels
Pr_70_75_94_42 : Induction Loop Reassurance Indicators
Pr_70_75_94_48 : Led Clusters
Pr_70_75_94_61 : Overdoor Indicators
Pr_70_75_94_72 : Remote Indicators
Pr_70_75_94_86 : Starting Strobe Lights
Pr_70_75_94_95 : Visual Indicators
Pr_70_75_94_99 : Xenon Beacons
Pr_75 : Services Control Products
Pr_75_30 : Opening Control Products
Pr_75_30_26 : Electric Door And Gate Operating Hardware
Pr_75_30_26_04 : Automatic Door Opening Devices
Pr_75_30_26_05 : Automatic Gate Opening Devices
Pr_75_30_26_22 : Disabled Door Opening Pads
Pr_75_30_26_23 : Door And Gate Access Controllers
Pr_75_30_26_24 : Door Control Mats
Pr_75_30_26_26 : Electromagnetic Door Holders
Pr_75_30_26_27 : Electromagnetic Door Hold-Open And Swing-Free Devices
Pr_75_30_26_28 : Emergency Door And Gate Stop Devices
Pr_75_30_26_42 : Infra-Red Door And Gate Controllers
Pr_75_30_26_50 : Manual Door And Gate Opening Devices
Pr_75_30_26_51 : Microwave Door And Gate Controllers
Pr_75_30_26_62 : Photo-Beam Door And Gate Controllers
Pr_75_30_27_05 : Automatic Door Release Mechanisms
Pr_75_30_27_26 : Electric Strikes And Faceplates
Pr_75_30_27_27 : Electromechanical Door Locks
Pr_75_30_27_50 : Magnetic Locks And Strike Plates
Pr_75_30_27_76 : Shear Locks And Strike Plates
Pr_75_30_59 : Opening Signalling Devices
Pr_75_30_59_27 : Electric Door Bells
Pr_75_30_59_94 : Vehicle Control Barrier Traffic Signals
Pr_75_30_62 : Personal Transport Controllers
Pr_75_30_62_02 : Personal Lift Controllers
Pr_75_30_62_41 : Lift Landing Call Stations
Pr_75_50 : Mechanical Services Control Products
Pr_75_50_33 : Gas Fire Extinguishing Controls
Pr_75_50_33_50 : Manual Releases
Pr_75_50_33_51 : Manual Triggering And Stop Devices
Pr_75_50_33_56 : Non-Electrical Gas Fire Extinguishing Disable Devices
Pr_75_50_33_64 : Pneumatic Heat Actuators
Pr_75_50_33_88 : Thermal Links
Pr_75_50_51 : Medical Gases Controls
Pr_75_50_51_72 : Remote Start Medical Gas Switch Panels
Pr_75_50_53 : Miscellaneous Mechanical Controllers
Pr_75_50_53_26 : Electronic Timers
Pr_75_50_53_27 : Electronic Water Level Controllers
Pr_75_50_53_29 : Float Water Level Controllers
Pr_75_50_53_30 : Flush Controllers
Pr_75_50_53_51 : Mechanical Timers
Pr_75_50_53_59 : Overfill Prevention Devices
Pr_75_50_53_65 : Proximity Sensor Flushing Controllers
Pr_75_50_53_70 : Radar Controllers
Pr_75_50_53_71 : Remote Controllers
Pr_75_70 : Power And Lighting Control Products
Pr_75_70_26 : Electrical Controls And Starters
Pr_75_70_26_02 : A.C. Drives
Pr_75_70_26_04 : A.C. Semiconductor Motor Controllers And Starters
Pr_75_70_26_22 : Direct-On-Line Starters
Pr_75_70_26_26 : Electromechanical Contactors
Pr_75_70_26_27 : Electromechanical Control Circuit Devices
Pr_75_70_26_85 : Star Delta Starters
Pr_75_70_27 : Electrical Switches
Pr_75_70_27_03 : Architrave Switches
Pr_75_70_27_05 : Audio And Video Multi-Switches
Pr_75_70_27_11 : Cable Couplers
Pr_75_70_27_13 : Ceiling Light Switches
Pr_75_70_27_14 : Ceiling Power Switches
Pr_75_70_27_22 : Dimmer Switches And Controls
Pr_75_70_27_23 : Double Pole Switches
Pr_75_70_27_27 : Electrical Connection Boxes
Pr_75_70_27_29 : Electrical Isolators
Pr_75_70_27_30 : Float Switches
Pr_75_70_27_33 : Fused Connection Units
Pr_75_70_27_41 : Intruder Alarm Protective Switches
Pr_75_70_27_47 : Light Switches
Pr_75_70_27_49 : Luminaire Supporting Couplers
Pr_75_70_27_50 : Main Communications Switches
Pr_75_70_27_51 : Manual Control Switches
Pr_75_70_27_57 : Nurse Emergency Pull-Switches
Pr_75_70_27_62 : Photovoltaic Array Junction Boxes
Pr_75_70_27_64 : Prefabricated Wiring Switches
Pr_75_70_27_76 : Safety Pendant Sets
Pr_75_70_27_87 : Tariff And Load Control Radio Tele-Switches
Pr_75_70_27_88 : Tariff And Load Control Time Switches
Pr_75_70_27_89 : Time Switches
Pr_75_72 : Switchgear And Transformer Products
Pr_75_72_22 : Distribution Boxes
Pr_75_72_22_22 : Distribution Boards And Consumer Units
Pr_75_72_22_46 : Lighting Distribution Boxes
Pr_75_72_22_50 : Master Distribution Boxes
Pr_75_72_22_79 : Slave Distribution Boxes
Pr_75_72_36 : High Voltage Switchgear
Pr_75_72_36_34 : High Voltage Circuit Breakers
Pr_75_72_36_35 : High Voltage Disconnectors
Pr_75_72_36_36 : High Voltage Earthing Switches
Pr_75_72_36_37 : High Voltage Fuses
Pr_75_72_36_38 : High Voltage Switch-Disconnectors
Pr_75_72_36_39 : High Voltage Switches
Pr_75_72_36_40 : High Voltage Switch-Fuse Combinations
Pr_75_72_36_41 : High Voltage Switchgear
Pr_75_72_36_42 : High Voltage Switchgear Tripping Units
Pr_75_72_36_72 : Ring Main Units
Pr_75_72_37 : High Voltage Transformers
Pr_75_72_37_07 : Block Type Current Transformers
Pr_75_72_37_10 : Bushing Type Current Transformers
Pr_75_72_37_20 : Current Transformers
Pr_75_72_37_24 : Dry Type Transformers
Pr_75_72_37_30 : Fluid-Filled Transformers
Pr_75_72_37_72 : Ring Core Type Current Transformers
Pr_75_72_48 : Low Voltage Switchgear
Pr_75_72_48_05 : Automatic Transfer Switching Equipment (TSE)
Pr_75_72_48_11 : Changeover Switches
Pr_75_72_48_15 : Control And Protective Switching Devices
Pr_75_72_48_19 : Cubicle Switchboards
Pr_75_72_48_27 : Electrical Cut Outs
Pr_75_72_48_29 : Feed Units
Pr_75_72_48_30 : Fire Barrier Units
Pr_75_72_48_48 : Low Voltage Switches, Disconnectors, Switch-Disconnectors And Fuse Combination Units
Pr_75_72_48_49 : Low Voltage Switchgear Tripping Units
Pr_75_72_48_62 : Photovoltaic Generator Junction Boxes
Pr_75_72_48_86 : Switchgear Mounting Framework
Pr_75_72_48_87 : Tap-Off Units
Pr_75_75 : Communications Control Products
Pr_75_75_01 : Access Control Products
Pr_75_75_01_07 : Biometric Fingerprint Readers
Pr_75_75_01_42 : Intercom Entrance Panels
Pr_75_75_01_43 : Intercom Remote Handsets
Pr_75_75_01_51 : Magnetic Swipe Card Readers
Pr_75_75_01_52 : Magnetic Swipe Cards
Pr_75_75_01_55 : Multiple Technology Cards
Pr_75_75_01_67 : Proximity Card Readers
Pr_75_75_01_68 : Proximity Cards
Pr_75_75_01_80 : Smart Card Readers And Writers
Pr_75_75_05 : Audio And Video Controls
Pr_75_75_05_01 : Artificial Reverberation, Time Delay And Frequency Shift Equipment
Pr_75_75_05_04 : Automatic Gain Controllers
Pr_75_75_05_05 : Auxiliary Passive Elements
Pr_75_75_05_47 : Local Volume Controllers
Pr_75_75_05_86 : Surveillance Equipment Control Matrices
Pr_75_75_15_11 : Card Printers
Pr_75_75_15_15 : Computer Keyboards
Pr_75_75_15_16 : Computer Monitors
Pr_75_75_15_21 : Desktop Computers
Pr_75_75_15_22 : Digital Cameras
Pr_75_75_15_46 : Laptop Computers
Pr_75_75_15_66 : Printers
Pr_75_75_17 : Control Buttons
Pr_75_75_17_13 : Call Press Buttons
Pr_75_75_17_27 : Emergency Stop Buttons
Pr_75_75_17_50 : Manual Timing And Scoring Push Buttons
Pr_75_75_17_61 : Call Reset Buttons
Pr_75_75_17_71 : Request-To-Exit Buttons
Pr_75_75_18 : Controllers And Control Panels
Pr_75_75_18_02 : Actuators
Pr_75_75_18_04 : Ambient Noise Sensing Controllers
Pr_75_75_18_14 : Control And Indicating Equipment (CIE)
Pr_75_75_18_15 : Control Panels
Pr_75_75_18_16 : Controllers
Pr_75_75_18_22 : D.C. Battery Charge Controllers
Pr_75_75_18_26 : Electrical Automatic Controllers And Delay Devices
Pr_75_75_18_29 : Field Controllers
Pr_75_75_18_56 : Non-Electrical Automatic Controllers And Delay Devices
Pr_75_75_18_62 : Photoelectric Lighting Controllers
Pr_75_75_18_72 : Remote Infrared Lighting Controllers
Pr_75_75_18_82 : Start Controllers
Pr_75_75_18_84 : Level Controllers
Pr_75_75_18_91 : Turbine Controllers
Pr_75_75_51 : Miscellaneous Communications Controls
Pr_75_75_51_22 : Disabled Refuge Master Stations
Pr_75_75_51_23 : Disabled Refuge Outstations
Pr_75_75_51_63 : Patient Handsets
Pr_75_75_51_71 : Intruder Alarm Remote Keypads
Pr_75_75_51_74 : Assistance Call Reset Units
Pr_75_75_51_85 : Starting Platforms
Pr_75_75_51_89 : Timing And Scoring Touch Pads
Pr_75_75_67 : Pull Cords
Pr_75_75_67_63 : Patient Pull Cords
Pr_75_75_67_68 : Assistance Call Pull Cords
Pr_75_75_76 : Sensors, Detectors And Monitors
Pr_75_75_76_01 : Acoustic Sensors
Pr_75_75_76_02 : Air Quality Sensors
Pr_75_75_76_03 : Air Temperature Sensors
Pr_75_75_76_04 : Ambient Noise Level Sensors
Pr_75_75_76_06 : Aspirating Smoke Sensors
Pr_75_75_76_08 : Beam Interruption Sensors
Pr_75_75_76_11 : Cable Leak Sensors
Pr_75_75_76_13 : Capacitive Proximity Sensors
Pr_75_75_76_15 : Combined Daylight And Occupancy Sensors
Pr_75_75_76_16 : Combined Passive Infrared And Microwave Sensors
Pr_75_75_76_17 : Combined Passive Infrared And Ultrasonic Sensors
Pr_75_75_76_19 : Combustion Gas Sensors
Pr_75_75_76_21 : Daylight Sensors
Pr_75_75_76_23 : Disinfectant Sensors
Pr_75_75_76_24 : Dry Rot Sensors
Pr_75_75_76_26 : Earth Proving Equipment And Monitors
Pr_75_75_76_27 : Electronic Combined Current And Voltage Sensors
Pr_75_75_76_28 : Extra-Low Voltage Occupancy Sensors
Pr_75_75_76_30 : Flow In Duct Sensors
Pr_75_75_76_31 : Flow In Pipe Sensors
Pr_75_75_76_32 : Foundation Monitors
Pr_75_75_76_33 : Gas Detection And Alarm Sensors
Pr_75_75_76_34 : Ground Water Monitors
Pr_75_75_76_39 : Humidity Sensors
Pr_75_75_76_47 : Local Heat Sensors
Pr_75_75_76_50 : Mains Voltage Occupancy Sensors
Pr_75_75_76_52 : Microwave Sensors
Pr_75_75_76_53 : Motion Sensors
Pr_75_75_76_59 : Optical Beam Smoke Detectors
Pr_75_75_76_60 : Pad Leak Sensors
Pr_75_75_76_61 : Passive Infrared Sensors
Pr_75_75_76_62 : Ph Value Sensors
Pr_75_75_76_63 : Point Flame Detectors
Pr_75_75_76_64 : Point Heat Detectors
Pr_75_75_76_65 : Point Smoke Detectors
Pr_75_75_76_66 : Portable Gas Sensors
Pr_75_75_76_67 : Portable Leak Monitors
Pr_75_75_76_68 : Pressure Sensors
Pr_75_75_76_69 : Probe Leak Sensors
Pr_75_75_76_70 : Proximity Sensors
Pr_75_75_76_72 : Relay Race Break Sensors
Pr_75_75_76_73 : Remote Leak Sampling Equipment
Pr_75_75_76_74 : Residual Current Monitors
Pr_75_75_76_75 : Room Sensors
Pr_75_75_76_83 : Special Fire Detectors
Pr_75_75_76_84 : Steam And Condensate Sensor Chambers
Pr_75_75_76_85 : Steam And Condensate Sensors
Pr_75_75_76_87 : Tape Leak Sensors
Pr_75_75_76_88 : Temperature Sensors
Pr_75_75_76_92 : Ultrasonic Sensors
Pr_75_75_76_94 : Vibration Sensors
Pr_75_75_76_95 : Volumetric Capacitive Sensors
Pr_75_75_76_96 : Water Temperature Sensors
Pr_80 : Services Accessory Products
Pr_80_51 : Metering Products
Pr_80_51_51 : Metering And Test Products
Pr_80_51_51_04 : Analogue Metering Equipment
Pr_80_51_51_05 : Anemometers
Pr_80_51_51_22 : Digital Metering Equipment
Pr_80_51_51_23 : Digital Multifunction Metering Equipment
Pr_80_51_51_28 : Energy Meters
Pr_80_51_51_33 : Gas Meters
Pr_80_51_51_37 : Heat Meters
Pr_80_51_51_47 : Loop Field Strength Meters
Pr_80_51_51_48 : Liquefied Petroleum Gas (LPG) Vapour Meters
Pr_80_51_51_58 : Oil Meters
Pr_80_51_51_59 : Orifice Plate Flow Meters
Pr_80_51_51_62 : Piezometers
Pr_80_51_51_64 : Pool Water Flow Meters
Pr_80_51_51_84 : Spring Loaded Variable Area Flow Meters
Pr_80_51_51_94 : Vortex Flow Meters
Pr_80_51_51_96 : Water Meters
Pr_80_77 : Services Support And Containment Products
Pr_80_77_01 : Acoustic Hoods
Pr_80_77_01_02 : Assistance Call Acoustic Hoods
Pr_80_77_01_88 : Telecoms Acoustic Hoods
Pr_80_77_12 : Cable Supports
Pr_80_77_12_11 : Cable Bands
Pr_80_77_12_12 : Cable Baskets
Pr_80_77_12_13 : Cable Cleats
Pr_80_77_12_14 : Cable Clips
Pr_80_77_12_15 : Cable Ladders
Pr_80_77_12_16 : Cable Ties
Pr_80_77_12_17 : Cable Trays
Pr_80_77_12_18 : Channel Cable Supports
Pr_80_77_12_76 : Service Outlet Poles
Pr_80_77_23 : Dock Shelters
Pr_80_77_23_30 : Flap Dock Shelters
Pr_80_77_23_31 : Foam Pad (cushion) Dock Seals
Pr_80_77_23_42 : Inflatable Dock Shelters
Pr_80_77_23_70 : Retractable Dock Shelters
Pr_80_77_23_71 : Rigid Dock Shelters
Pr_80_77_23_72 : Rigid Dock Shelters With Inflatable Seals
Pr_80_77_27 : Equipment Boards, Racks And Supports
Pr_80_77_27_04 : Audio-Visual Equipment Racks
Pr_80_77_27_08 : Battery Shelving Racks
Pr_80_77_27_28 : Extinguisher Floor Stands
Pr_80_77_27_33 : Gauge Mounting Boards
Pr_80_77_27_73 : Roof Equipment Supports
Pr_80_77_27_76 : Services Supports
Pr_80_77_27_80 : Solar Module Support Rails
Pr_80_77_27_85 : Surveillance Camera Masts
Pr_80_77_27_86 : Surveillance Camera Supports
Pr_80_77_27_91 : Turbine Support Structures
Pr_80_77_27_96 : Wall Mounted Equipment Backboards
Pr_80_77_28 : Equipment Enclosures, Cabinets, Boxes And Housings
Pr_80_77_28_06 : Balanced Twisted-Pair Cabling Patch Panels
Pr_80_77_28_07 : Beam And Engineering Services Casings
Pr_80_77_28_11 : Cable Distribution Cabinets
Pr_80_77_28_15 : Column And Engineering Services Casings
Pr_80_77_28_16 : Control Cabinets
Pr_80_77_28_21 : Data Equipment Cabinets
Pr_80_77_28_24 : Dry Riser Landing Boxes
Pr_80_77_28_26 : Electrical Low Mounted Way-Guidance Lighting Module Housings
Pr_80_77_28_27 : Equipment Enclosures
Pr_80_77_28_28 : External Surveillance Camera Housings
Pr_80_77_28_33 : Generator Enclosures
Pr_80_77_28_42 : Internal Surveillance Camera Housings
Pr_80_77_28_46 : Large Fire Hydrant Surface Boxes
Pr_80_77_28_47 : Loudspeaker Protective Cages
Pr_80_77_28_48 : Loudspeaker Rear Protective Enclosures
Pr_80_77_28_49 : Low Voltage Switchgear Enclosures
Pr_80_77_28_52 : Meter Cabinets
Pr_80_77_28_60 : Padlock And Key Cabinets
Pr_80_77_28_63 : Platform Mounted Inclined Stair Lift Enclosures
Pr_80_77_28_70 : Raised Access Floor Service Outlet Boxes
Pr_80_77_28_76 : Separate Central Battery Enclosures
Pr_80_77_28_78 : Separate Power Factor Correction Equipment Enclosures
Pr_80_77_28_85 : Surface And Concealed Wiring Enclosures
Pr_80_77_28_88 : Terminal Air Filter Housings
Pr_80_77_28_94 : Valve Boxes
Pr_80_77_28_95 : Video Recorder Cabinets
Pr_80_77_28_96 : Water Fire Extinguishing Inlet Boxes
Pr_80_77_28_97 : Water Fire Extinguishing Surface Boxes
Pr_80_77_28_98 : Weatherproof Equipment Enclosures
Pr_80_77_46 : Lift Enclosures, Access And Supports
Pr_80_77_46_32 : Free Standing Self-Supporting Lift Shafts
Pr_80_77_46_42 : Inclined Stair Lift Rails
Pr_80_77_46_45 : Independent Platform Lift Support Structure
Pr_80_77_46_47 : Liftway Full Enclosure
Pr_80_77_46_48 : Liftway Partial Enclosure
Pr_80_77_46_62 : Platform Bridge
Pr_80_77_46_63 : Platform Lift Ramps
Pr_80_77_47 : Lighting Bollards
Pr_80_77_47_02 : Aluminium Lighting Bollards
Pr_80_77_47_11 : Carbon Steel Lighting Bollards
Pr_80_77_47_13 : Cast Iron Lighting Bollards
Pr_80_77_47_15 : Concrete Lighting Bollards
Pr_80_77_47_63 : Plastics Lighting Bollards
Pr_80_77_47_84 : Stainless Steel Lighting Bollards
Pr_80_77_48 : Lighting Columns And Pedestals
Pr_80_77_48_02 : Aluminium Lighting Columns
Pr_80_77_48_03 : Aluminium Lighting Pedestals
Pr_80_77_48_11 : Carbon Steel Lighting Columns
Pr_80_77_48_12 : Carbon Steel Lighting Pedestals
Pr_80_77_48_13 : Cast Iron Lighting Columns
Pr_80_77_48_14 : Cast Iron Lighting Pedestals
Pr_80_77_48_15 : Concrete Lighting Columns
Pr_80_77_48_16 : Concrete Lighting Pedestals
Pr_80_77_48_63 : Plastics Lighting Columns
Pr_80_77_48_64 : Plastics Lighting Pedestals
Pr_80_77_48_84 : Stainless Steel Lighting Columns
Pr_80_77_48_85 : Stainless Steel Lighting Pedestals
Pr_80_77_76 : Services Insulation And Protection Products
Pr_80_77_76_03 : Aluminium Sheet Insulation Casing
Pr_80_77_76_08 : Boiler Flue Insulation
Pr_80_77_76_11 : Calcium Silicate Preformed Section And Slab Insulation
Pr_80_77_76_12 : Canvas Insulation Protection
Pr_80_77_76_13 : Carbon Steel Sheet Insulation Casing
Pr_80_77_76_34 : Glass Wool Cloth Insulation Protection
Pr_80_77_76_47 : Loadbearing Pipeline Support Insulation
Pr_80_77_76_49 : Liquefied Petroleum Gas (LPG) Vapour Distribution Insulation
Pr_80_77_76_53 : Mineral Wool Duct Slab Insulation
Pr_80_77_76_54 : Mineral Wool Pipe Section Insulation
Pr_80_77_76_58 : Nitrile Rubber Insulation
Pr_80_77_76_62 : Phenolic Foam Insulation
Pr_80_77_76_64 : Polyisobutylene Insulation Protection
Pr_80_77_76_76 : Self-Adhesive Insulation Casing
Pr_80_77_76_85 : Stainless Steel Sheet Insulation Casing
Pr_80_77_76_92 : Unplasticized Polyvinylchloride (PVC-U) Sheet Insulation Casing
Pr_80_77_76_94 : Valve And Flange Insulation
Pr_80_77_94 : Vibration Isolation Products
Pr_80_77_94_15 : Compression Isolators
Pr_80_77_94_40 : Inertia Bases
Pr_80_77_94_42 : Isolation Hangers
Pr_80_77_94_50 : Mat Mountings
Pr_80_77_94_60 : Pad Mountings
Pr_80_77_94_74 : Rubber Bellows
Pr_80_77_94_84 : Spring Isolators
Pr_85 : Process Engineering Products
Pr_85_51 : Milling Products
Pr_85_51_34 : Grain Milling Products
Pr_85_51_34_51 : Millstones
Pr_85_51_51 : Mineral Milling Products
Pr_85_51_87 : Textile Milling Products
Pr_85_51_88 : Timber Milling Products
Pr_85_73 : Robotic Products
Pr_90 : Soft Facility Management Products
unknown

## ProjectStage
Name | CreatedBy | CreatedOn | Category | Description | ExtSystem | ExtObject | ExtIdentifier | Start | End