## Instruction
Title | COBIE
Version | 2
Release | 4
Status | ifc2x3
Region | EN-UK
Purpose |  | From | Till | Count | Ratio | Key | This spreadsheet supports the exchange of building, system and product information through the life of the project.
Outline |  | 0 | 0 | 0 | #DIV/0! | Additional information per Object | Individual worksheets are organized by project phase as shown below
All Phases | Sheet | From | Till | Count | Ratio | Key | Contents
| Contact | 0 | 0 | 0 | #DIV/0! | Contacts per Object | People and Companies
Early Design Worksheets | Sheet | From | Till | Count | Ratio | Key | Contents
| Facility | 0 | 0 | 0
| Floor | 0 | 0 | 0 | #DIV/0! | Floors per Facility | Vertical levels and exterior areas
| Space | 0 | 0 | 0 | #DIV/0! | Spaces per Floor | Spaces
| Zone | 0 | 0 | 0 | #DIV/0! | Spaces per Zone | Sets of spaces sharing a specific attribute
| Type | 0 | 0 | 0 | #DIV/0! | Components per Type | Types of equipment, products, and materials
Detailed Design Worksheets | Sheet | From | Till | Count | Ratio | Key | Contents
| Component | 0 | 0 | 0 | #DIV/0! | Components per Space | Individually named or schedule items
| System | 0 | 0 | 0 | #DIV/0! | Components per System | Sets of components providing a service
| Assembly |  |  | 0 | #DIV/0! | Assemblies per Object | Constituents for Types, Components and others
| Connection |  |  | 0 | #DIV/0! | Connections per Object | Logical connections between components
| Impact |  |  | 0 | #DIV/0! | Impacts per Object | Economic, Environmental and Social Impacts at various stages in the life cycle
Construction Worksheets | Sheet | From | Till | Count | Ratio | Key | Contents
Note: submittals and approvals added on Documents
Note: manufacturer and model added on Type
Note: serial and tag added on Component
Operations and Maintenance Worksheets | Sheet | From | Till | Count | Ratio | Key | Contents
| Spare |  |  | 0 | #DIV/0! | Spares per Type | Onsite and replacement parts
| Resource |  |  | 0 | #DIV/0! | Resources per Type | Required materials, tools, and training
| Job |  |  | 0 | #DIV/0! | Jobs per Type | PM, Safety, and other job plans
Note: warranty information added on Type
All Phases | Sheet | From | Till | Count | Ratio | Key | Contents
| Document |  |  | 0 | #DIV/0! | Documents per Object | All applicable document references
| Attribute |  |  | 0 | #DIV/0! | Attributes per Object | Properties of referenced item
| Coordinate |  |  | 0 | #DIV/0! | Coordinates per Object | Spatial locations in box, line, or point format
| Issue |  |  | 0 | #DIV/0! | Issues per Object | Other issues remaining at handover.
Legend
| text | [5 empty] | required
| text | [5 empty] | reference to other sheet or pick list
| text | [5 empty] | external reference
| text | [5 empty] | if specified as required
| text | [5 empty] | secondary information when preparing product data
NOTES:
Note: Regional, owner, or product specific data may be added as new columns to the right of standard template columns.
Note: Regional classification codes may be substituted for the specifiable picklists used in the United States.
Copyright | USACE ERDC | (c) 2006-2011

## Contact
Email | CreatedBy | CreatedOn | Category | Company | Phone | ExtSystem | ExtObject | ExtIdentifier | Department | OrganizationCode | GivenName | FamilyName | Street | PostalBox | Town | StateRegion | PostalCode | Country | ProjectStages
noname.nosurname@_not_decided_.com | default.contact@default.def | 1900-12-31T23:59:59 | unknown | [Not decided] | n/a | n/a | n/a | 00000000-0000-0000-0000-000000000000 | n/a | n/a | n/a | n/a | n/a | n/a | n/a | n/a | n/a | n/a | n/a
stephenhamil@gmail.com | default.contact@default.def | 1900-12-31T23:59:59 | Client | n/a | n/a | n/a | n/a | 55d1d825-5ce7-464d-9ec5-edb5622ff066 | n/a | n/a | Stephen | Hamil | n/a | n/a | n/a | n/a | n/a | n/a | n/a
not_decided_@role.com | default.contact@default.def | 1900-12-31T23:59:59 | Role | n/a | n/a | DPoW | n/a | c1e3fc64-9d3e-47f1-83c7-04a15112649c | n/a | n/a | [Not decided] | n/a | n/a | n/a | n/a | n/a | n/a | n/a | n/a
stage0_client@role.com | default.contact@default.def | 1900-12-31T23:59:59 | Role | n/a | n/a | DPoW | n/a | ce566c3f-cbba-41ae-8180-6dba986b5bf1 | n/a | n/a | Stage0_Client | n/a | n/a | n/a | n/a | n/a | n/a | n/a | n/a
stage0_project_lead@role.com | default.contact@default.def | 1900-12-31T23:59:59 | Role | n/a | n/a | DPoW | n/a | 781cf245-0e7d-43c4-ab7a-ad64b87f3023 | n/a | n/a | Stage0_Project lead | n/a | n/a | n/a | n/a | n/a | n/a | n/a | n/a
stage0_lead_designer@role.com | default.contact@default.def | 1900-12-31T23:59:59 | Role | n/a | n/a | DPoW | n/a | 407a1f3c-15ae-44ce-871a-25aadb0562b7 | n/a | n/a | Stage0_Lead designer | n/a | n/a | n/a | n/a | n/a | n/a | n/a | n/a
stage0_architect@role.com | default.contact@default.def | 1900-12-31T23:59:59 | Role | n/a | n/a | DPoW | n/a | 9cdea6a4-4750-43b3-bacc-7b3eba0f367c | n/a | n/a | Stage0_Architect | n/a | n/a | n/a | n/a | n/a | n/a | n/a | n/a
stage0_building_services_engineer@role.com | default.contact@default.def | 1900-12-31T23:59:59 | Role | n/a | n/a | DPoW | n/a | 5c36eeec-cc93-4712-8293-a7151ceef63e | n/a | n/a | Stage0_Building services engineer | n/a | n/a | n/a | n/a | n/a | n/a | n/a | n/a
stage0_structural_engineer@role.com | default.contact@default.def | 1900-12-31T23:59:59 | Role | n/a | n/a | DPoW | n/a | 9fbb4b63-5390-4260-bad4-becd77f4c545 | n/a | n/a | Stage0_Structural engineer | n/a | n/a | n/a | n/a | n/a | n/a | n/a | n/a
stage0_civil_engineer@role.com | default.contact@default.def | 1900-12-31T23:59:59 | Role | n/a | n/a | DPoW | n/a | d3c8e60c-5be5-44a5-9328-3aaeca050947 | n/a | n/a | Stage0_Civil engineer | n/a | n/a | n/a | n/a | n/a | n/a | n/a | n/a
stage0_other_consultant@role.com | default.contact@default.def | 1900-12-31T23:59:59 | Role | n/a | n/a | DPoW | n/a | f878caf4-39a8-4323-b0a6-94d98255199d | n/a | n/a | Stage0_Other consultant | n/a | n/a | n/a | n/a | n/a | n/a | n/a | n/a
stage0_cost_consultant@role.com | default.contact@default.def | 1900-12-31T23:59:59 | Role | n/a | n/a | DPoW | n/a | 8dd9ccdf-5b81-4671-a59a-389b63b6aed8 | n/a | n/a | Stage0_Cost consultant | n/a | n/a | n/a | n/a | n/a | n/a | n/a | n/a
stage1_client@role.com | default.contact@default.def | 1900-12-31T23:59:59 | Role | n/a | n/a | DPoW | n/a | 0bf5f65d-1029-4391-bc31-63c8057506f1 | n/a | n/a | Stage1_Client | n/a | n/a | n/a | n/a | n/a | n/a | n/a | n/a
stage1_project_lead@role.com | default.contact@default.def | 1900-12-31T23:59:59 | Role | n/a | n/a | DPoW | n/a | 428fc954-d304-446b-8827-c760a8923901 | n/a | n/a | Stage1_Project lead | n/a | n/a | n/a | n/a | n/a | n/a | n/a | n/a
stage1_lead_designer@role.com | default.contact@default.def | 1900-12-31T23:59:59 | Role | n/a | n/a | DPoW | n/a | 7679d76b-14aa-4cf0-9442-4f4ead895ace | n/a | n/a | Stage1_Lead designer | n/a | n/a | n/a | n/a | n/a | n/a | n/a | n/a
stage1_architect@role.com | default.contact@default.def | 1900-12-31T23:59:59 | Role | n/a | n/a | DPoW | n/a | dc257f97-2978-4384-93e0-b17720616ee1 | n/a | n/a | Stage1_Architect | n/a | n/a | n/a | n/a | n/a | n/a | n/a | n/a
stage1_building_services_engineer@role.com | default.contact@default.def | 1900-12-31T23:59:59 | Role | n/a | n/a | DPoW | n/a | cddb133b-94a6-4384-b277-aa7cf66304a6 | n/a | n/a | Stage1_Building services engineer | n/a | n/a | n/a | n/a | n/a | n/a | n/a | n/a
stage1_civil_engineer@role.com | default.contact@default.def | 1900-12-31T23:59:59 | Role | n/a | n/a | DPoW | n/a | 47b16b72-63e9-4199-a2ea-255d5ff8f8fe | n/a | n/a | Stage1_Civil engineer | n/a | n/a | n/a | n/a | n/a | n/a | n/a | n/a
stage1_structural_engineer@role.com | default.contact@default.def | 1900-12-31T23:59:59 | Role | n/a | n/a | DPoW | n/a | 7764e5ac-a66b-4285-8d98-409f03ae7c09 | n/a | n/a | Stage1_Structural engineer | n/a | n/a | n/a | n/a | n/a | n/a | n/a | n/a
stage1_cost_consultant@role.com | default.contact@default.def | 1900-12-31T23:59:59 | Role | n/a | n/a | DPoW | n/a | 0ef7f46b-a45b-4cdd-97ed-0b4c40b25dec | n/a | n/a | Stage1_Cost consultant | n/a | n/a | n/a | n/a | n/a | n/a | n/a | n/a
stage1_construction_lead@role.com | default.contact@default.def | 1900-12-31T23:59:59 | Role | n/a | n/a | DPoW | n/a | e555ef0a-70df-431b-80bd-2ce90612b039 | n/a | n/a | Stage1_Construction lead | n/a | n/a | n/a | n/a | n/a | n/a | n/a | n/a
stage1_contract_administrator@role.com | default.contact@default.def | 1900-12-31T23:59:59 | Role | n/a | n/a | DPoW | n/a | a0ee2786-9d4f-49fa-896b-095188f6cdb2 | n/a | n/a | Stage1_Contract administrator | n/a | n/a | n/a | n/a | n/a | n/a | n/a | n/a
stage1_health_and_safety_adviser@role.com | default.contact@default.def | 1900-12-31T23:59:59 | Role | n/a | n/a | DPoW | n/a | 48ad9a72-8e6e-4de4-b7e1-0fd2d30b8a28 | n/a | n/a | Stage1_Health and safety adviser | n/a | n/a | n/a | n/a | n/a | n/a | n/a | n/a
stage1_design_lead@role.com | default.contact@default.def | 1900-12-31T23:59:59 | Role | n/a | n/a | DPoW | n/a | 9be62c0d-aeef-4ea8-b039-5776212e7ea5 | n/a | n/a | Stage1_Design lead | n/a | n/a | n/a | n/a | n/a | n/a | n/a | n/a
stage2_client@role.com | default.contact@default.def | 1900-12-31T23:59:59 | Role | n/a | n/a | DPoW | n/a | 957c6715-dc4f-47fb-8c2b-150d7a7052ff | n/a | n/a | Stage2_Client | n/a | n/a | n/a | n/a | n/a | n/a | n/a | n/a
stage2_project_lead@role.com | default.contact@default.def | 1900-12-31T23:59:59 | Role | n/a | n/a | DPoW | n/a | bcefc718-5a81-4d4a-86ca-5c763fca319f | n/a | n/a | Stage2_Project lead | n/a | n/a | n/a | n/a | n/a | n/a | n/a | n/a
stage2_lead_designer@role.com | default.contact@default.def | 1900-12-31T23:59:59 | Role | n/a | n/a | DPoW | n/a | 836ac86f-b7ce-40cc-9c7e-3aaef5d4ecf3 | n/a | n/a | Stage2_Lead designer | n/a | n/a | n/a | n/a | n/a | n/a | n/a | n/a
stage2_architect@role.com | default.contact@default.def | 1900-12-31T23:59:59 | Role | n/a | n/a | DPoW | n/a | e7f2d754-6722-4af9-8e9b-d910aa040f00 | n/a | n/a | Stage2_Architect | n/a | n/a | n/a | n/a | n/a | n/a | n/a | n/a
stage2_building_services_engineer@role.com | default.contact@default.def | 1900-12-31T23:59:59 | Role | n/a | n/a | DPoW | n/a | 1978c79b-1b69-430a-ad60-97ba63a1d93a | n/a | n/a | Stage2_Building services engineer | n/a | n/a | n/a | n/a | n/a | n/a | n/a | n/a
stage2_civil_engineer@role.com | default.contact@default.def | 1900-12-31T23:59:59 | Role | n/a | n/a | DPoW | n/a | 244580b6-f13a-4728-b721-86d376c0b8e6 | n/a | n/a | Stage2_Civil engineer | n/a | n/a | n/a | n/a | n/a | n/a | n/a | n/a
stage2_structural_engineer@role.com | default.contact@default.def | 1900-12-31T23:59:59 | Role | n/a | n/a | DPoW | n/a | f843ec4e-5c00-4920-abd1-689276b6483d | n/a | n/a | Stage2_Structural engineer | n/a | n/a | n/a | n/a | n/a | n/a | n/a | n/a
stage2_cost_consultant@role.com | default.contact@default.def | 1900-12-31T23:59:59 | Role | n/a | n/a | DPoW | n/a | ff2c94a2-2afd-4cc8-b08c-752811898c65 | n/a | n/a | Stage2_Cost consultant | n/a | n/a | n/a | n/a | n/a | n/a | n/a | n/a
stage2_construction_lead@role.com | default.contact@default.def | 1900-12-31T23:59:59 | Role | n/a | n/a | DPoW | n/a | a55844f4-d343-4d24-b29b-04e05ad3e5ee | n/a | n/a | Stage2_Construction lead | n/a | n/a | n/a | n/a | n/a | n/a | n/a | n/a
stage2_health__safety_adviser@role.com | default.contact@default.def | 1900-12-31T23:59:59 | Role | n/a | n/a | DPoW | n/a | c67ecd1b-634c-4960-9b2d-f45e13841eea | n/a | n/a | Stage2_Health & safety adviser | n/a | n/a | n/a | n/a | n/a | n/a | n/a | n/a
stage2_all_additional_project_roles@role.com | default.contact@default.def | 1900-12-31T23:59:59 | Role | n/a | n/a | DPoW | n/a | e420806f-aaa2-4e4a-860b-0bd580823987 | n/a | n/a | Stage2_All additional project roles | n/a | n/a | n/a | n/a | n/a | n/a | n/a | n/a
stage2_all_roles@role.com | default.contact@default.def | 1900-12-31T23:59:59 | Role | n/a | n/a | DPoW | n/a | 89832d8f-827e-4d7b-b255-d94c6f987d73 | n/a | n/a | Stage2_All roles | n/a | n/a | n/a | n/a | n/a | n/a | n/a | n/a
stage3_client@role.com | default.contact@default.def | 1900-12-31T23:59:59 | Role | n/a | n/a | DPoW | n/a | 0dab4462-3958-4e8d-b4a8-de92245c5f18 | n/a | n/a | Stage3_Client | n/a | n/a | n/a | n/a | n/a | n/a | n/a | n/a
stage3_project_lead@role.com | default.contact@default.def | 1900-12-31T23:59:59 | Role | n/a | n/a | DPoW | n/a | a77d9f55-11cb-403c-a584-01401dc6830d | n/a | n/a | Stage3_Project lead | n/a | n/a | n/a | n/a | n/a | n/a | n/a | n/a
stage3_lead_designer@role.com | default.contact@default.def | 1900-12-31T23:59:59 | Role | n/a | n/a | DPoW | n/a | e5a821e0-d384-400d-bf7c-45ccb0201222 | n/a | n/a | Stage3_Lead designer | n/a | n/a | n/a | n/a | n/a | n/a | n/a | n/a
stage3_architect@role.com | default.contact@default.def | 1900-12-31T23:59:59 | Role | n/a | n/a | DPoW | n/a | 52bc37eb-82b0-4fc5-96bd-09b5f5248bc4 | n/a | n/a | Stage3_Architect | n/a | n/a | n/a | n/a | n/a | n/a | n/a | n/a
stage3_building_services_engineer@role.com | default.contact@default.def | 1900-12-31T23:59:59 | Role | n/a | n/a | DPoW | n/a | abbd42a0-814c-4c1c-82f2-1b7ef7500c21 | n/a | n/a | Stage3_Building services engineer | n/a | n/a | n/a | n/a | n/a | n/a | n/a | n/a
stage3_civil_engineer@role.com | default.contact@default.def | 1900-12-31T23:59:59 | Role | n/a | n/a | DPoW | n/a | c6b1b0db-1d84-4306-9b73-e5b558a7c3b0 | n/a | n/a | Stage3_Civil engineer | n/a | n/a | n/a | n/a | n/a | n/a | n/a | n/a
stage3_structural_engineer@role.com | default.contact@default.def | 1900-12-31T23:59:59 | Role | n/a | n/a | DPoW | n/a | c3515ef5-6a7c-481f-92ad-9c1a5add3c2e | n/a | n/a | Stage3_Structural engineer | n/a | n/a | n/a | n/a | n/a | n/a | n/a | n/a
stage3_cost_consultant@role.com | default.contact@default.def | 1900-12-31T23:59:59 | Role | n/a | n/a | DPoW | n/a | 4aa5c8bc-4d79-4666-8fa0-42e8516f778d | n/a | n/a | Stage3_Cost consultant | n/a | n/a | n/a | n/a | n/a | n/a | n/a | n/a
stage3_construction_lead@role.com | default.contact@default.def | 1900-12-31T23:59:59 | Role | n/a | n/a | DPoW | n/a | 40e7f4ac-6f98-4f99-ab9d-0dabec4246ba | n/a | n/a | Stage3_Construction lead | n/a | n/a | n/a | n/a | n/a | n/a | n/a | n/a
stage3_health__safety_adviser@role.com | default.contact@default.def | 1900-12-31T23:59:59 | Role | n/a | n/a | DPoW | n/a | 611772e1-1c4b-4cec-9723-281c00c4d8e3 | n/a | n/a | Stage3_Health & safety adviser | n/a | n/a | n/a | n/a | n/a | n/a | n/a | n/a
stage3_all_roles@role.com | default.contact@default.def | 1900-12-31T23:59:59 | Role | n/a | n/a | DPoW | n/a | 70200e8f-eeb4-4b1a-8814-c2b918451123 | n/a | n/a | Stage3_All roles | n/a | n/a | n/a | n/a | n/a | n/a | n/a | n/a
stage3_all_additional_project_roles@role.com | default.contact@default.def | 1900-12-31T23:59:59 | Role | n/a | n/a | DPoW | n/a | 8692c3a3-d4dd-4a5e-84d3-4c9242b36d94 | n/a | n/a | Stage3_All additional project roles | n/a | n/a | n/a | n/a | n/a | n/a | n/a | n/a
stage4_client@role.com | default.contact@default.def | 1900-12-31T23:59:59 | Role | n/a | n/a | DPoW | n/a | 8a4eb786-cf23-495d-8379-6c30e0b072d8 | n/a | n/a | Stage4_Client | n/a | n/a | n/a | n/a | n/a | n/a | n/a | n/a
stage4_project_lead@role.com | default.contact@default.def | 1900-12-31T23:59:59 | Role | n/a | n/a | DPoW | n/a | 5058d3a4-d7c5-4ba9-9193-a1fc15b6a09c | n/a | n/a | Stage4_Project lead | n/a | n/a | n/a | n/a | n/a | n/a | n/a | n/a
stage4_lead_designer@role.com | default.contact@default.def | 1900-12-31T23:59:59 | Role | n/a | n/a | DPoW | n/a | d85e61fb-3f74-4389-9adf-86d7f6f346d6 | n/a | n/a | Stage4_Lead designer | n/a | n/a | n/a | n/a | n/a | n/a | n/a | n/a
stage4_architect@role.com | default.contact@default.def | 1900-12-31T23:59:59 | Role | n/a | n/a | DPoW | n/a | f8f6ca69-489a-4760-a1b1-c36e385dbab9 | n/a | n/a | Stage4_Architect | n/a | n/a | n/a | n/a | n/a | n/a | n/a | n/a
stage4_building_services_engineer@role.com | default.contact@default.def | 1900-12-31T23:59:59 | Role | n/a | n/a | DPoW | n/a | 61a55afd-98d8-4f21-9be5-aaa09c143a43 | n/a | n/a | Stage4_Building services engineer | n/a | n/a | n/a | n/a | n/a | n/a | n/a | n/a
stage4_civil_engineer@role.com | default.contact@default.def | 1900-12-31T23:59:59 | Role | n/a | n/a | DPoW | n/a | ea8a66ad-6241-400f-a447-c653fecd18d3 | n/a | n/a | Stage4_Civil engineer | n/a | n/a | n/a | n/a | n/a | n/a | n/a | n/a
stage4_structural_engineer@role.com | default.contact@default.def | 1900-12-31T23:59:59 | Role | n/a | n/a | DPoW | n/a | 1f752437-3be3-40b9-8806-afd447c8a5e4 | n/a | n/a | Stage4_Structural engineer | n/a | n/a | n/a | n/a | n/a | n/a | n/a | n/a
stage4_cost_consultant@role.com | default.contact@default.def | 1900-12-31T23:59:59 | Role | n/a | n/a | DPoW | n/a | 6b77416f-5d5e-4736-a986-89075b0918d1 | n/a | n/a | Stage4_Cost consultant | n/a | n/a | n/a | n/a | n/a | n/a | n/a | n/a
stage4_construction_lead@role.com | default.contact@default.def | 1900-12-31T23:59:59 | Role | n/a | n/a | DPoW | n/a | ba64e266-091d-4a04-8991-ef516d4a5d1c | n/a | n/a | Stage4_Construction lead | n/a | n/a | n/a | n/a | n/a | n/a | n/a | n/a
stage4_contract_administrator@role.com | default.contact@default.def | 1900-12-31T23:59:59 | Role | n/a | n/a | DPoW | n/a | 1c4c527f-de8e-48a2-a47d-9e8a4eee1006 | n/a | n/a | Stage4_Contract administrator | n/a | n/a | n/a | n/a | n/a | n/a | n/a | n/a
stage4_health__safety_adviser@role.com | default.contact@default.def | 1900-12-31T23:59:59 | Role | n/a | n/a | DPoW | n/a | 153fa8cf-70b4-493c-b8aa-a098240b0e05 | n/a | n/a | Stage4_Health & safety adviser | n/a | n/a | n/a | n/a | n/a | n/a | n/a | n/a
stage4_all_roles@role.com | default.contact@default.def | 1900-12-31T23:59:59 | Role | n/a | n/a | DPoW | n/a | ae0f8f4e-7716-4bf4-94f6-6cfa8b637bec | n/a | n/a | Stage4_All roles | n/a | n/a | n/a | n/a | n/a | n/a | n/a | n/a
stage4_all_additional_project_roles@role.com | default.contact@default.def | 1900-12-31T23:59:59 | Role | n/a | n/a | DPoW | n/a | d91e4f84-23bc-42c2-ad84-f7915952803c | n/a | n/a | Stage4_All additional project roles | n/a | n/a | n/a | n/a | n/a | n/a | n/a | n/a
stage5_client@role.com | default.contact@default.def | 1900-12-31T23:59:59 | Role | n/a | n/a | DPoW | n/a | 60d2cd6d-fd17-4438-a9f0-e00f5d4eac40 | n/a | n/a | Stage5_Client | n/a | n/a | n/a | n/a | n/a | n/a | n/a | n/a
stage5_project_lead@role.com | default.contact@default.def | 1900-12-31T23:59:59 | Role | n/a | n/a | DPoW | n/a | df99a00c-3302-4e31-b5f6-35c09cf4feac | n/a | n/a | Stage5_Project lead | n/a | n/a | n/a | n/a | n/a | n/a | n/a | n/a
stage5_lead_designer@role.com | default.contact@default.def | 1900-12-31T23:59:59 | Role | n/a | n/a | DPoW | n/a | 0be43e9d-6c3b-44a7-ba6f-bc561234b6b8 | n/a | n/a | Stage5_Lead designer | n/a | n/a | n/a | n/a | n/a | n/a | n/a | n/a
stage5_architect@role.com | default.contact@default.def | 1900-12-31T23:59:59 | Role | n/a | n/a | DPoW | n/a | 5e4629af-b643-4553-b32b-53b2fce84e80 | n/a | n/a | Stage5_Architect | n/a | n/a | n/a | n/a | n/a | n/a | n/a | n/a
stage5_building_services_engineer@role.com | default.contact@default.def | 1900-12-31T23:59:59 | Role | n/a | n/a | DPoW | n/a | 19144cdc-4ae7-4642-afc6-046d07b4f05f | n/a | n/a | Stage5_Building services engineer | n/a | n/a | n/a | n/a | n/a | n/a | n/a | n/a
stage5_civil_engineer@role.com | default.contact@default.def | 1900-12-31T23:59:59 | Role | n/a | n/a | DPoW | n/a | ddd284f1-7865-46f9-94bd-f8112a3af227 | n/a | n/a | Stage5_Civil engineer | n/a | n/a | n/a | n/a | n/a | n/a | n/a | n/a
stage5_structural_engineer@role.com | default.contact@default.def | 1900-12-31T23:59:59 | Role | n/a | n/a | DPoW | n/a | f5a5a3c9-93b3-4cdd-b307-a3cf42567c6a | n/a | n/a | Stage5_Structural engineer | n/a | n/a | n/a | n/a | n/a | n/a | n/a | n/a
stage5_cost_consultant@role.com | default.contact@default.def | 1900-12-31T23:59:59 | Role | n/a | n/a | DPoW | n/a | f865b0fc-7c1d-4db9-b80c-96f05e00f94a | n/a | n/a | Stage5_Cost consultant | n/a | n/a | n/a | n/a | n/a | n/a | n/a | n/a
stage5_construction_lead@role.com | default.contact@default.def | 1900-12-31T23:59:59 | Role | n/a | n/a | DPoW | n/a | 4c66e738-0ee8-40c6-8734-a805c00e234e | n/a | n/a | Stage5_Construction lead | n/a | n/a | n/a | n/a | n/a | n/a | n/a | n/a
stage5_contract_administrator@role.com | default.contact@default.def | 1900-12-31T23:59:59 | Role | n/a | n/a | DPoW | n/a | b49d64ad-5ca1-4107-b28e-3da0af3a2787 | n/a | n/a | Stage5_Contract administrator | n/a | n/a | n/a | n/a | n/a | n/a | n/a | n/a
stage5_health__safety_adviser@role.com | default.contact@default.def | 1900-12-31T23:59:59 | Role | n/a | n/a | DPoW | n/a | c94adc1c-124d-48b0-89b4-e3d2d8c0e169 | n/a | n/a | Stage5_Health & safety adviser | n/a | n/a | n/a | n/a | n/a | n/a | n/a | n/a
stage5_all_roles@role.com | default.contact@default.def | 1900-12-31T23:59:59 | Role | n/a | n/a | DPoW | n/a | 5491fbc1-a5bd-4db8-91a6-5a388f75e8ca | n/a | n/a | Stage5_All roles | n/a | n/a | n/a | n/a | n/a | n/a | n/a | n/a
stage5_all_additional_project_roles@role.com | default.contact@default.def | 1900-12-31T23:59:59 | Role | n/a | n/a | DPoW | n/a | 0210a3a1-9f7c-449d-8745-79ee7b5017d9 | n/a | n/a | Stage5_All additional project roles | n/a | n/a | n/a | n/a | n/a | n/a | n/a | n/a
stage6_client@role.com | default.contact@default.def | 1900-12-31T23:59:59 | Role | n/a | n/a | DPoW | n/a | 02bc4296-aec5-4ba7-9b73-63b8bb46e316 | n/a | n/a | Stage6_Client | n/a | n/a | n/a | n/a | n/a | n/a | n/a | n/a
stage6_project_lead@role.com | default.contact@default.def | 1900-12-31T23:59:59 | Role | n/a | n/a | DPoW | n/a | 4f32949d-be25-436d-8fcc-9615463a74fd | n/a | n/a | Stage6_Project lead | n/a | n/a | n/a | n/a | n/a | n/a | n/a | n/a
stage6_lead_designer@role.com | default.contact@default.def | 1900-12-31T23:59:59 | Role | n/a | n/a | DPoW | n/a | e4d1616b-d933-4259-9a15-298bce2b7cec | n/a | n/a | Stage6_Lead designer | n/a | n/a | n/a | n/a | n/a | n/a | n/a | n/a
stage6_architect@role.com | default.contact@default.def | 1900-12-31T23:59:59 | Role | n/a | n/a | DPoW | n/a | 9e594525-eeba-4979-9e15-0ccefa330274 | n/a | n/a | Stage6_Architect | n/a | n/a | n/a | n/a | n/a | n/a | n/a | n/a
stage6_building_services_engineer@role.com | default.contact@default.def | 1900-12-31T23:59:59 | Role | n/a | n/a | DPoW | n/a | 5bd30563-e0e5-45c7-be82-50e31b70c9d8 | n/a | n/a | Stage6_Building services engineer | n/a | n/a | n/a | n/a | n/a | n/a | n/a | n/a
stage6_civil_engineer@role.com | default.contact@default.def | 1900-12-31T23:59:59 | Role | n/a | n/a | DPoW | n/a | d3b97240-fdb7-4f9b-908c-5b34d62217ff | n/a | n/a | Stage6_Civil engineer | n/a | n/a | n/a | n/a | n/a | n/a | n/a | n/a
stage6_structural_engineer@role.com | default.contact@default.def | 1900-12-31T23:59:59 | Role | n/a | n/a | DPoW | n/a | 2b1b0883-b1a4-4d88-b0ab-764cb8a2402d | n/a | n/a | Stage6_Structural engineer | n/a | n/a | n/a | n/a | n/a | n/a | n/a | n/a
stage6_cost_consultant@role.com | default.contact@default.def | 1900-12-31T23:59:59 | Role | n/a | n/a | DPoW | n/a | 448a9142-9649-45b0-bea1-db6c8b925e8a | n/a | n/a | Stage6_Cost consultant | n/a | n/a | n/a | n/a | n/a | n/a | n/a | n/a
stage6_construction_lead@role.com | default.contact@default.def | 1900-12-31T23:59:59 | Role | n/a | n/a | DPoW | n/a | 9df90b97-e92d-45b1-8f36-18aa684b9459 | n/a | n/a | Stage6_Construction lead | n/a | n/a | n/a | n/a | n/a | n/a | n/a | n/a
stage6_contract_administrator@role.com | default.contact@default.def | 1900-12-31T23:59:59 | Role | n/a | n/a | DPoW | n/a | d72b487b-5bef-4f5b-9eda-f773e6d90b06 | n/a | n/a | Stage6_Contract administrator | n/a | n/a | n/a | n/a | n/a | n/a | n/a | n/a
stage6_health__safety_adviser@role.com | default.contact@default.def | 1900-12-31T23:59:59 | Role | n/a | n/a | DPoW | n/a | 53669d40-d511-4719-8948-aba3af3fb2e2 | n/a | n/a | Stage6_Health & safety adviser | n/a | n/a | n/a | n/a | n/a | n/a | n/a | n/a
stage6_all_additional_project_roles@role.com | default.contact@default.def | 1900-12-31T23:59:59 | Role | n/a | n/a | DPoW | n/a | 48ca5271-8d2f-4c36-b95a-751aa9ee5bda | n/a | n/a | Stage6_All additional project roles | n/a | n/a | n/a | n/a | n/a | n/a | n/a | n/a
stage7_client@role.com | default.contact@default.def | 1900-12-31T23:59:59 | Role | n/a | n/a | DPoW | n/a | 4008d486-9348-4b8f-bfbf-a72db931a40d | n/a | n/a | Stage7_Client | n/a | n/a | n/a | n/a | n/a | n/a | n/a | n/a
stage7_project_lead@role.com | default.contact@default.def | 1900-12-31T23:59:59 | Role | n/a | n/a | DPoW | n/a | b3172752-c3b4-4b35-bba9-60ce3e196384 | n/a | n/a | Stage7_Project lead | n/a | n/a | n/a | n/a | n/a | n/a | n/a | n/a
stage7_lead_designer@role.com | default.contact@default.def | 1900-12-31T23:59:59 | Role | n/a | n/a | DPoW | n/a | 5134372f-e9ae-4c06-b9c3-0c7e900503a1 | n/a | n/a | Stage7_Lead designer | n/a | n/a | n/a | n/a | n/a | n/a | n/a | n/a
stage7_architect@role.com | default.contact@default.def | 1900-12-31T23:59:59 | Role | n/a | n/a | DPoW | n/a | a7ac13be-b08a-4830-b6cc-e05737c0742e | n/a | n/a | Stage7_Architect | n/a | n/a | n/a | n/a | n/a | n/a | n/a | n/a
stage7_building_services_engineer@role.com | default.contact@default.def | 1900-12-31T23:59:59 | Role | n/a | n/a | DPoW | n/a | 0f5f0118-18ca-4b08-800b-fcb686320635 | n/a | n/a | Stage7_Building services engineer | n/a | n/a | n/a | n/a | n/a | n/a | n/a | n/a
stage7_civil_engineer@role.com | default.contact@default.def | 1900-12-31T23:59:59 | Role | n/a | n/a | DPoW | n/a | 4e3abefc-8b47-4edc-9d14-6f98277e0ee7 | n/a | n/a | Stage7_Civil engineer | n/a | n/a | n/a | n/a | n/a | n/a | n/a | n/a
stage7_structural_engineer@role.com | default.contact@default.def | 1900-12-31T23:59:59 | Role | n/a | n/a | DPoW | n/a | e3573476-c392-4532-a237-4bef83936ab1 | n/a | n/a | Stage7_Structural engineer | n/a | n/a | n/a | n/a | n/a | n/a | n/a | n/a
stage7_cost_consultant@role.com | default.contact@default.def | 1900-12-31T23:59:59 | Role | n/a | n/a | DPoW | n/a | 8a139a6e-30a6-4da0-8d7a-074f0d71e8fe | n/a | n/a | Stage7_Cost consultant | n/a | n/a | n/a | n/a | n/a | n/a | n/a | n/a
stage7_construction_lead@role.com | default.contact@default.def | 1900-12-31T23:59:59 | Role | n/a | n/a | DPoW | n/a | b72bea82-c3c3-46da-b8b4-e39db07947c9 | n/a | n/a | Stage7_Construction lead | n/a | n/a | n/a | n/a | n/a | n/a | n/a | n/a
stage7_contract_administrator@role.com | default.contact@default.def | 1900-12-31T23:59:59 | Role | n/a | n/a | DPoW | n/a | a7abcdd4-0a90-4b21-b335-99d76bf90ab6 | n/a | n/a | Stage7_Contract administrator | n/a | n/a | n/a | n/a | n/a | n/a | n/a | n/a
stage7_health__safety_adviser@role.com | default.contact@default.def | 1900-12-31T23:59:59 | Role | n/a | n/a | DPoW | n/a | d3b95890-e86c-4311-afce-72038605c864 | n/a | n/a | Stage7_Health & safety adviser | n/a | n/a | n/a | n/a | n/a | n/a | n/a | n/a
stage7_all_additional_project_roles@role.com | default.contact@default.def | 1900-12-31T23:59:59 | Role | n/a | n/a | DPoW | n/a | 7f1f7391-4076-4335-a806-a79233923580 | n/a | n/a | Stage7_All additional project roles | n/a | n/a | n/a | n/a | n/a | n/a | n/a | n/a
default.contact@default.def | default.contact@default.def | 2015-04-14T15:09:04 | unknown | Default company | +00 0000 0000 | n/a | n/a | n/a | n/a | n/a | n/a | n/a | n/a | n/a | n/a | n/a | n/a | n/a | n/a

## Facility
Name | CreatedBy | CreatedOn | Category | ProjectName | SiteName | LinearUnits | AreaUnits | VolumeUnits | CurrencyUnit | AreaMeasurement | ExternalSystem | ExternalProjectObject | ExternalProjectIdentifier | ExternalSiteObject | ExternalSiteIdentifier | ExternalFacilityObject | ExternalFacilityIdentifier | Description | ProjectDescription | SiteDescription | Phase | ProjectStages
Lakeside Restaurant | default.contact@default.def | 1900-12-31T23:59:59 | unknown | 013 Lakeside Restaurant | n/a | meters | squaremeters | cubicmeters | GBP | n/a | DPoW | n/a | 13019f4d-45b1-4536-8403-3997240038da | n/a | n/a | n/a | cd3b6fb0-d7e5-4efa-9090-64a09ff7dccd | New restaurant by the side of the Newtown lake. | New restaurant by the side of the Newtown lake. | n/a | n/a | n/a

## Floor
Name | CreatedBy | CreatedOn | Category | ExtSystem | ExtObject | ExtIdentifier | Description | Elevation | Height

## Space
Name | CreatedBy | CreatedOn | Category | FloorName | Description | ExtSystem | ExtObject | ExtIdentifier | RoomTag | UsableHeight | GrossArea | NetArea

## Zone
Name | CreatedBy | CreatedOn | Category | SpaceNames | ExtSystem | ExtObject | ExtIdentifier | Description

## Type
Name | CreatedBy | CreatedOn | Category | Description | AssetType | Manufacturer | ModelNumber | WarrantyGuarantorParts | WarrantyDurationParts | WarrantyGuarantorLabor | WarrantyDurationLabor | WarrantyDurationUnit | ExtSystem | ExtObject | ExtIdentifier | ReplacementCost | ExpectedLife | DurationUnit | WarrantyDescription | NominalLength | NominalWidth | NominalHeight | ModelReference | Shape | Size | Color | Finish | Grade | Material | Constituents | Features | AccessibilityPerformance | CodePerformance | SustainabilityPerformance

## Component
Name | CreatedBy | CreatedOn | TypeName | Space | Description | ExtSystem | ExtObject | ExtIdentifier | SerialNumber | InstallationDate | WarrantyStartDate | TagNumber | BarCode | AssetIdentifier

## System
Name | CreatedBy | CreatedOn | Category | ComponentNames | ExtSystem | ExtObject | ExtIdentifier | Description

## Assembly
Name | CreatedBy | CreatedOn | AssemblyType | SheetName | ParentName | ChildNames | ExtSystem | ExtObject | ExtIdentifier | Description

## Connection
Name | CreatedBy | CreatedOn | ConnectionType | SheetName | RowName1 | RowName2 | RealizingElement | PortName1 | PortName2 | ExtSystem | ExtObject | ExtIdentifier | Description

## Spare
Name | CreatedBy | CreatedOn | Category | TypeName | Suppliers | ExtSystem | ExtObject | ExtIdentifier | Description | SetNumber | PartNumber

## Resource
Name | CreatedBy | CreatedOn | Category | ExtSystem | ExtObject | ExtIdentifier | Description

## Job
Name | CreatedBy | CreatedOn | Category | Status | TypeName | Description | Duration | DurationUnit | Start | TaskStartUnit | Frequency | FrequencyUnit | ExtSystem | ExtObject | ExtIdentifier | TaskNumber | Priors | ResourceNames

## Impact
Name | CreatedBy | CreatedOn | ImpactType | ImpactStage | SheetName | RowName | Value | ImpactUnit | LeadInTime | Duration | LeadOutTime | ExtSystem | ExtObject | ExtIdentifier | Description

## Document
Name | CreatedBy | CreatedOn | Category | ApprovalBy | Stage | SheetName | RowName | Directory | File | ExtSystem | ExtObject | ExtIdentifier | Description | Reference | ProjectStages
Respond to queries raised by Project Lead or Contract Administrator | default.contact@default.def | 1900-12-31T23:59:59 | unknown | n/a | n/a | Facility | Lakeside Restaurant | n/a | n/a | n/a | n/a | ec211461-034c-4bf1-a3a8-a36f712c002a | Includes resolution of design queries from site. | n/a | n/a
Manage implementation of Handover Strategy | default.contact@default.def | 1900-12-31T23:59:59 | unknown | n/a | n/a | Facility | Lakeside Restaurant | n/a | n/a | n/a | n/a | 770034e4-2f39-4fab-9eb2-68f207581736 | Includes agreement of information required for commissioning, training, handover, asset management, future monitoring and maintenance and ongoing compilation of ‘As-constructed’ Information. | n/a | n/a
Review and update Project Execution Plan | default.contact@default.def | 1900-12-31T23:59:59 | unknown | n/a | n/a | Facility | Lakeside Restaurant | n/a | n/a | n/a | n/a | 2fb5128d-9f57-4191-a3bb-680ee38ed5e0 | All members of the Project Team will have an input, but one member takes responsibilty for organising the process and coordinating the results. | n/a | n/a
Comment on Construction Programme | default.contact@default.def | 1900-12-31T23:59:59 | unknown | n/a | n/a | Facility | Lakeside Restaurant | n/a | n/a | n/a | n/a | 0d61c81a-d162-4195-8757-a5b5fe9ce412 | The Project lead must have the opportunity to comment as the proposals develop and progress. | n/a | n/a
Monitor and review progress and performance of project team | default.contact@default.def | 1900-12-31T23:59:59 | unknown | n/a | n/a | Facility | Lakeside Restaurant | n/a | n/a | n/a | n/a | d70a37ca-d0bb-4a49-a1dc-d0b378980b87 | This should be measured in accordance with the Project Programme. | n/a | n/a
Check design sustainabilty assessment. | default.contact@default.def | 1900-12-31T23:59:59 | unknown | n/a | n/a | Facility | Lakeside Restaurant | n/a | n/a | n/a | n/a | 1822f4ac-44a9-4140-b6fe-66366e8d70cb | Has the design stage sustainability assessment been certified? | n/a | n/a
Check sustainabilty procedures. | default.contact@default.def | 1900-12-31T23:59:59 | unknown | n/a | n/a | Facility | Lakeside Restaurant | n/a | n/a | n/a | n/a | 020bd84b-f73e-4dde-beb9-f5514d68e057 | Have sustainability procedures been developed with the contractor and included in the Construction Strategy? | n/a | n/a
Review handover strategy. | default.contact@default.def | 1900-12-31T23:59:59 | unknown | n/a | n/a | Facility | Lakeside Restaurant | n/a | n/a | n/a | n/a | 39b489e2-322f-42a0-87ed-41f1cdad728b | Has the detailed commissioning and Handover Strategy programme been reviewed? | n/a | n/a
Check contractor's interim testing and monitoring. | default.contact@default.def | 1900-12-31T23:59:59 | unknown | n/a | n/a | Facility | Lakeside Restaurant | n/a | n/a | n/a | n/a | ff7f0b8c-5ee4-45eb-b1c9-673d8a0d5c82 | Confirm that the contractor’s interim testing and monitoring of construction has been reviewed and observed, particularly in relation to airtightness and continuity of insulation. | n/a | n/a
Check non technical user guide. | default.contact@default.def | 1900-12-31T23:59:59 | unknown | n/a | n/a | Facility | Lakeside Restaurant | n/a | n/a | n/a | n/a | 4df9707c-9622-4613-bb1a-6fdaa30174b9 | Is the non-technical user guide complete and the aftercare service set up? | n/a | n/a
Check 'as-constructed information. | default.contact@default.def | 1900-12-31T23:59:59 | unknown | n/a | n/a | Facility | Lakeside Restaurant | n/a | n/a | n/a | n/a | de2de171-73ce-450b-a0ef-610144f3e2ef | Has the ‘As-constructed’ Information been issued for post-construction sustainability certification | n/a | n/a
Exchange 'As constructed' information. | default.contact@default.def | 1900-12-31T23:59:59 | unknown | n/a | n/a | Facility | Lakeside Restaurant | n/a | n/a | n/a | n/a | 8f8aaf09-699d-4c25-bb21-9a03a79d5484 | 'As-constructed' Information updated in response to ongoing client Feedback and maintenance or operational developments. | n/a | n/a
Undertake UK government information exchange. | default.contact@default.def | 1900-12-31T23:59:59 | unknown | n/a | n/a | Facility | Lakeside Restaurant | n/a | n/a | n/a | n/a | e68be41c-49a2-4451-b013-1ba3c2113ac2 | Not required at this stage | n/a | n/a
Carry out site inspections and review. (0) | default.contact@default.def | 1900-12-31T23:59:59 | unknown | n/a | n/a | Facility | Lakeside Restaurant | n/a | n/a | n/a | n/a | 1bacacf8-02db-48d9-9756-fa4de790904b | Review against specification and construction programme. | n/a | n/a
Respond to site queries related to co-ordination or integration | default.contact@default.def | 1900-12-31T23:59:59 | unknown | n/a | n/a | Facility | Lakeside Restaurant | n/a | n/a | n/a | n/a | 2888c517-33b7-4bd9-8c02-bae9ee7e9338 | Responses will assist design team members. | n/a | n/a
Carry out site inspections and review. (1) | default.contact@default.def | 1900-12-31T23:59:59 | unknown | n/a | n/a | Facility | Lakeside Restaurant | n/a | n/a | n/a | n/a | e0ccd201-adfc-4598-96ef-ae7953e694ae | Review against specification and construction programme. | n/a | n/a
Respond to site queries. (0) | default.contact@default.def | 1900-12-31T23:59:59 | unknown | n/a | n/a | Facility | Lakeside Restaurant | n/a | n/a | n/a | n/a | c507f7f8-87c9-4a20-a439-e6319e6dbb57 | Responses will be needed as they arise in conjunction with the Contract Administrator | n/a | n/a
Prepare 'As Constructed' Information (0) | default.contact@default.def | 1900-12-31T23:59:59 | unknown | n/a | n/a | Facility | Lakeside Restaurant | n/a | n/a | n/a | n/a | 5b90541a-9fa4-479f-82d8-f7e7fad5384a | Support tasks are now focused on health and safety on site and ensuring that the project handover and post-occupancy activities, determined earlier, are properly facilitated. | n/a | n/a
Carry out site inspections and review. (2) | default.contact@default.def | 1900-12-31T23:59:59 | unknown | n/a | n/a | Facility | Lakeside Restaurant | n/a | n/a | n/a | n/a | 93dd3042-4be8-4495-aa79-98480f650466 | Review against specification and construction programme. | n/a | n/a
Respond to site queries. (1) | default.contact@default.def | 1900-12-31T23:59:59 | unknown | n/a | n/a | Facility | Lakeside Restaurant | n/a | n/a | n/a | n/a | 14762719-217c-4925-8d2d-e53876743bda | Responses will be needed as they arise in conjunction with the Contract Administrator | n/a | n/a
Prepare 'As Constructed' Information (1) | default.contact@default.def | 1900-12-31T23:59:59 | unknown | n/a | n/a | Facility | Lakeside Restaurant | n/a | n/a | n/a | n/a | 34821117-2b29-43ac-bbac-e93db98205d0 | Support tasks are now focused on health and safety on site and ensuring that the project handover and post-occupancy activities, determined earlier, are properly facilitated. | n/a | n/a
Carry out site inspections and review. (3) | default.contact@default.def | 1900-12-31T23:59:59 | unknown | n/a | n/a | Facility | Lakeside Restaurant | n/a | n/a | n/a | n/a | fbc206e7-ca1b-4e2d-b6fe-f0a6840af2c1 | Review against specification and construction programme. | n/a | n/a
Respond to site queries. (2) | default.contact@default.def | 1900-12-31T23:59:59 | unknown | n/a | n/a | Facility | Lakeside Restaurant | n/a | n/a | n/a | n/a | 18b16f09-49bb-451b-b68b-16fcc3636cec | Responses will be needed as they arise in conjunction with the Contract Administrator | n/a | n/a
Prepare 'As Constructed' Information (2) | default.contact@default.def | 1900-12-31T23:59:59 | unknown | n/a | n/a | Facility | Lakeside Restaurant | n/a | n/a | n/a | n/a | 5672f6e6-80a4-4872-8b70-f1851711a338 | Support tasks are now focused on health and safety on site and ensuring that the project handover and post-occupancy activities, determined earlier, are properly facilitated. | n/a | n/a
Carry out site inspections and review. (4) | default.contact@default.def | 1900-12-31T23:59:59 | unknown | n/a | n/a | Facility | Lakeside Restaurant | n/a | n/a | n/a | n/a | 020b53be-f3b3-4f3f-8588-ad743c4bdf6b | Review against specification and construction programme. | n/a | n/a
Respond to site queries. (3) | default.contact@default.def | 1900-12-31T23:59:59 | unknown | n/a | n/a | Facility | Lakeside Restaurant | n/a | n/a | n/a | n/a | 33f565fe-ff57-4b43-9a71-0e1f0078b66d | Responses will be needed as they arise in conjunction with the Contract Administrator | n/a | n/a
Prepare 'As Constructed' Information. | default.contact@default.def | 1900-12-31T23:59:59 | unknown | n/a | n/a | Facility | Lakeside Restaurant | n/a | n/a | n/a | n/a | 893c2f12-9a05-48e0-8b94-54042b66c3bf | Support tasks are now focused on health and safety on site and ensuring that the project handover and post-occupancy activities, determined earlier, are properly facilitated. | n/a | n/a
Prepare valuations in accordance with Building Contract. | default.contact@default.def | 1900-12-31T23:59:59 | unknown | n/a | n/a | Facility | Lakeside Restaurant | n/a | n/a | n/a | n/a | ee016a3e-5c55-4e17-8d46-cd7b6a38c78a | In conjunction with the Contract Administrator. | n/a | n/a
Update Construction Strategy. | default.contact@default.def | 1900-12-31T23:59:59 | unknown | n/a | n/a | Facility | Lakeside Restaurant | n/a | n/a | n/a | n/a | 41555d79-659b-4266-a822-8f1d2ab875a4 | Based on Project Strategy | n/a | n/a
Administer Building Contract . | default.contact@default.def | 1900-12-31T23:59:59 | unknown | n/a | n/a | Facility | Lakeside Restaurant | n/a | n/a | n/a | n/a | def878a5-d3b2-4394-9149-55ac93df3d39 | Including regular site inspections and review of progress. | n/a | n/a
Manage Change Control process. | default.contact@default.def | 1900-12-31T23:59:59 | unknown | n/a | n/a | Facility | Lakeside Restaurant | n/a | n/a | n/a | n/a | aff6dc6f-14b9-42db-a409-ddb217904ef3 | Change Control Procedures should be implemented to ensure that any changes to the Design are properly considered and signed off, regardless of how they are instigated. | n/a | n/a
Co-ordinate site inspections. | default.contact@default.def | 1900-12-31T23:59:59 | unknown | n/a | n/a | Facility | Lakeside Restaurant | n/a | n/a | n/a | n/a | c6be8103-cef7-4a70-baac-25357fe0fa24 | In conjunction with the Contract Administrator. | n/a | n/a
Update Health and Safety Strategy. | default.contact@default.def | 1900-12-31T23:59:59 | unknown | n/a | n/a | Facility | Lakeside Restaurant | n/a | n/a | n/a | n/a | 089fe40e-f410-42e9-bd4c-88617679a188 | All members of the Project Team will have an input, but one member takes responsibilty for organising the process and coordinating the results. | n/a | n/a
Review 'As Constructed' Information. | default.contact@default.def | 1900-12-31T23:59:59 | unknown | n/a | n/a | Facility | Lakeside Restaurant | n/a | n/a | n/a | n/a | 879fc1c5-6627-429d-842d-15906798af1c | In conjunction with the Contract Administrator and other Project Team members. | n/a | n/a
Contribute to Health Safety Strategy. | default.contact@default.def | 1900-12-31T23:59:59 | unknown | n/a | n/a | Facility | Lakeside Restaurant | n/a | n/a | n/a | n/a | de644429-a9c6-4331-be1e-0aa3dbce9c5b | As required. Additional project roles will depend on the procurement strategy adopted. | n/a | n/a
Provide information for and contribute to contents of Project Execution Plan. | default.contact@default.def | 1900-12-31T23:59:59 | unknown | n/a | n/a | Facility | Lakeside Restaurant | n/a | n/a | n/a | n/a | 07f4d800-e934-4f05-b7c2-15cbbc310f59 | As required. Additional project roles will depend on the procurement strategy adopted. | n/a | n/a
Liaise with project Lead. | default.contact@default.def | 1900-12-31T23:59:59 | unknown | n/a | n/a | Facility | Lakeside Restaurant | n/a | n/a | n/a | n/a | baa798d1-f47e-4f97-ae3c-a0af7d4d9eac | As required. Additional project roles will depend on the procurement strategy adopted. | n/a | n/a
Provide information. | default.contact@default.def | 1900-12-31T23:59:59 | unknown | n/a | n/a | Facility | Lakeside Restaurant | n/a | n/a | n/a | n/a | 7d064d6e-1d5e-4cee-b4a1-4d91444dbd2a | As set out in the Design Responsibility Matrix incorporating Information Exchanges in accordance with Design Programme | n/a | n/a

## Attribute
Name | CreatedBy | CreatedOn | Category | SheetName | RowName | Value | Unit | ExtSystem | ExtObject | ExtIdentifier | Description | AllowedValues | ProjectStages
DocumentCode | default.contact@default.def | 1900-12-31T23:59:59 | unknown | Document | Respond to queries raised by Project Lead or Contract Administrator | 5.010 | n/a | n/a | DPoW Attributes | n/a | n/a |  | n/a
DocumentCodeOrdinal | default.contact@default.def | 1900-12-31T23:59:59 | unknown | Document | Respond to queries raised by Project Lead or Contract Administrator | 0 | n/a | n/a | DPoW Attributes | n/a | n/a | n/a | n/a
LastModified | default.contact@default.def | 1900-12-31T23:59:59 | unknown | Document | Respond to queries raised by Project Lead or Contract Administrator | 2015-03-21T14:02:31 | n/a | n/a | DPoW Attributes | n/a | n/a | n/a | n/a
ResponsibleContact | default.contact@default.def | 1900-12-31T23:59:59 | unknown | Document | Respond to queries raised by Project Lead or Contract Administrator | [Not decided] | n/a | n/a | DPoW Attributes | n/a | n/a |  | n/a
ResponsibleRole | default.contact@default.def | 1900-12-31T23:59:59 | unknown | Document | Respond to queries raised by Project Lead or Contract Administrator | Stage5_Client | n/a | n/a | DPoW Attributes | n/a | n/a |  | n/a
DocumentCode | default.contact@default.def | 1900-12-31T23:59:59 | unknown | Document | Manage implementation of Handover Strategy | 5.020 | n/a | n/a | DPoW Attributes | n/a | n/a |  | n/a
DocumentCodeOrdinal | default.contact@default.def | 1900-12-31T23:59:59 | unknown | Document | Manage implementation of Handover Strategy | 1 | n/a | n/a | DPoW Attributes | n/a | n/a | n/a | n/a
LastModified | default.contact@default.def | 1900-12-31T23:59:59 | unknown | Document | Manage implementation of Handover Strategy | 2015-03-21T14:02:31 | n/a | n/a | DPoW Attributes | n/a | n/a | n/a | n/a
ResponsibleContact | default.contact@default.def | 1900-12-31T23:59:59 | unknown | Document | Manage implementation of Handover Strategy | [Not decided] | n/a | n/a | DPoW Attributes | n/a | n/a |  | n/a
ResponsibleRole | default.contact@default.def | 1900-12-31T23:59:59 | unknown | Document | Manage implementation of Handover Strategy | Stage5_Project lead | n/a | n/a | DPoW Attributes | n/a | n/a |  | n/a
DocumentCode | default.contact@default.def | 1900-12-31T23:59:59 | unknown | Document | Review and update Project Execution Plan | 5.030 | n/a | n/a | DPoW Attributes | n/a | n/a |  | n/a
DocumentCodeOrdinal | default.contact@default.def | 1900-12-31T23:59:59 | unknown | Document | Review and update Project Execution Plan | 2 | n/a | n/a | DPoW Attributes | n/a | n/a | n/a | n/a
LastModified | default.contact@default.def | 1900-12-31T23:59:59 | unknown | Document | Review and update Project Execution Plan | 2015-03-21T14:02:31 | n/a | n/a | DPoW Attributes | n/a | n/a | n/a | n/a
ResponsibleContact | default.contact@default.def | 1900-12-31T23:59:59 | unknown | Document | Review and update Project Execution Plan | [Not decided] | n/a | n/a | DPoW Attributes | n/a | n/a |  | n/a
ResponsibleRole | default.contact@default.def | 1900-12-31T23:59:59 | unknown | Document | Review and update Project Execution Plan | Stage5_Project lead | n/a | n/a | DPoW Attributes | n/a | n/a |  | n/a
DocumentCode | default.contact@default.def | 1900-12-31T23:59:59 | unknown | Document | Comment on Construction Programme | 5.040 | n/a | n/a | DPoW Attributes | n/a | n/a |  | n/a
DocumentCodeOrdinal | default.contact@default.def | 1900-12-31T23:59:59 | unknown | Document | Comment on Construction Programme | 3 | n/a | n/a | DPoW Attributes | n/a | n/a | n/a | n/a
LastModified | default.contact@default.def | 1900-12-31T23:59:59 | unknown | Document | Comment on Construction Programme | 2015-03-21T14:02:31 | n/a | n/a | DPoW Attributes | n/a | n/a | n/a | n/a
ResponsibleContact | default.contact@default.def | 1900-12-31T23:59:59 | unknown | Document | Comment on Construction Programme | [Not decided] | n/a | n/a | DPoW Attributes | n/a | n/a |  | n/a
ResponsibleRole | default.contact@default.def | 1900-12-31T23:59:59 | unknown | Document | Comment on Construction Programme | Stage5_Project lead | n/a | n/a | DPoW Attributes | n/a | n/a |  | n/a
DocumentCode | default.contact@default.def | 1900-12-31T23:59:59 | unknown | Document | Monitor and review progress and performance of project team | 5.050 | n/a | n/a | DPoW Attributes | n/a | n/a |  | n/a
DocumentCodeOrdinal | default.contact@default.def | 1900-12-31T23:59:59 | unknown | Document | Monitor and review progress and performance of project team | 4 | n/a | n/a | DPoW Attributes | n/a | n/a | n/a | n/a
LastModified | default.contact@default.def | 1900-12-31T23:59:59 | unknown | Document | Monitor and review progress and performance of project team | 2015-03-21T14:02:31 | n/a | n/a | DPoW Attributes | n/a | n/a | n/a | n/a
ResponsibleContact | default.contact@default.def | 1900-12-31T23:59:59 | unknown | Document | Monitor and review progress and performance of project team | [Not decided] | n/a | n/a | DPoW Attributes | n/a | n/a |  | n/a
ResponsibleRole | default.contact@default.def | 1900-12-31T23:59:59 | unknown | Document | Monitor and review progress and performance of project team | Stage5_Project lead | n/a | n/a | DPoW Attributes | n/a | n/a |  | n/a
DocumentCode | default.contact@default.def | 1900-12-31T23:59:59 | unknown | Document | Check design sustainabilty assessment. | 5.270 | n/a | n/a | DPoW Attributes | n/a | n/a |  | n/a
DocumentCodeOrdinal | default.contact@default.def | 1900-12-31T23:59:59 | unknown | Document | Check design sustainabilty assessment. | 5 | n/a | n/a | DPoW Attributes | n/a | n/a | n/a | n/a
LastModified | default.contact@default.def | 1900-12-31T23:59:59 | unknown | Document | Check design sustainabilty assessment. | 2015-03-21T14:02:31 | n/a | n/a | DPoW Attributes | n/a | n/a | n/a | n/a
ResponsibleContact | default.contact@default.def | 1900-12-31T23:59:59 | unknown | Document | Check design sustainabilty assessment. | [Not decided] | n/a | n/a | DPoW Attributes | n/a | n/a |  | n/a
ResponsibleRole | default.contact@default.def | 1900-12-31T23:59:59 | unknown | Document | Check design sustainabilty assessment. | Stage5_Project lead | n/a | n/a | DPoW Attributes | n/a | n/a |  | n/a
DocumentCode | default.contact@default.def | 1900-12-31T23:59:59 | unknown | Document | Check sustainabilty procedures. | 5.280 | n/a | n/a | DPoW Attributes | n/a | n/a |  | n/a
DocumentCodeOrdinal | default.contact@default.def | 1900-12-31T23:59:59 | unknown | Document | Check sustainabilty procedures. | 6 | n/a | n/a | DPoW Attributes | n/a | n/a | n/a | n/a
LastModified | default.contact@default.def | 1900-12-31T23:59:59 | unknown | Document | Check sustainabilty procedures. | 2015-03-21T14:02:31 | n/a | n/a | DPoW Attributes | n/a | n/a | n/a | n/a
ResponsibleContact | default.contact@default.def | 1900-12-31T23:59:59 | unknown | Document | Check sustainabilty procedures. | [Not decided] | n/a | n/a | DPoW Attributes | n/a | n/a |  | n/a
ResponsibleRole | default.contact@default.def | 1900-12-31T23:59:59 | unknown | Document | Check sustainabilty procedures. | Stage5_Project lead | n/a | n/a | DPoW Attributes | n/a | n/a |  | n/a
DocumentCode | default.contact@default.def | 1900-12-31T23:59:59 | unknown | Document | Review handover strategy. | 5.290 | n/a | n/a | DPoW Attributes | n/a | n/a |  | n/a
DocumentCodeOrdinal | default.contact@default.def | 1900-12-31T23:59:59 | unknown | Document | Review handover strategy. | 7 | n/a | n/a | DPoW Attributes | n/a | n/a | n/a | n/a
LastModified | default.contact@default.def | 1900-12-31T23:59:59 | unknown | Document | Review handover strategy. | 2015-03-21T14:02:31 | n/a | n/a | DPoW Attributes | n/a | n/a | n/a | n/a
ResponsibleContact | default.contact@default.def | 1900-12-31T23:59:59 | unknown | Document | Review handover strategy. | [Not decided] | n/a | n/a | DPoW Attributes | n/a | n/a |  | n/a
ResponsibleRole | default.contact@default.def | 1900-12-31T23:59:59 | unknown | Document | Review handover strategy. | Stage5_Project lead | n/a | n/a | DPoW Attributes | n/a | n/a |  | n/a
DocumentCode | default.contact@default.def | 1900-12-31T23:59:59 | unknown | Document | Check contractor's interim testing and monitoring. | 5.300 | n/a | n/a | DPoW Attributes | n/a | n/a |  | n/a
DocumentCodeOrdinal | default.contact@default.def | 1900-12-31T23:59:59 | unknown | Document | Check contractor's interim testing and monitoring. | 8 | n/a | n/a | DPoW Attributes | n/a | n/a | n/a | n/a
LastModified | default.contact@default.def | 1900-12-31T23:59:59 | unknown | Document | Check contractor's interim testing and monitoring. | 2015-03-21T14:02:31 | n/a | n/a | DPoW Attributes | n/a | n/a | n/a | n/a
ResponsibleContact | default.contact@default.def | 1900-12-31T23:59:59 | unknown | Document | Check contractor's interim testing and monitoring. | [Not decided] | n/a | n/a | DPoW Attributes | n/a | n/a |  | n/a
ResponsibleRole | default.contact@default.def | 1900-12-31T23:59:59 | unknown | Document | Check contractor's interim testing and monitoring. | Stage5_Project lead | n/a | n/a | DPoW Attributes | n/a | n/a |  | n/a
DocumentCode | default.contact@default.def | 1900-12-31T23:59:59 | unknown | Document | Check non technical user guide. | 5.310 | n/a | n/a | DPoW Attributes | n/a | n/a |  | n/a
DocumentCodeOrdinal | default.contact@default.def | 1900-12-31T23:59:59 | unknown | Document | Check non technical user guide. | 9 | n/a | n/a | DPoW Attributes | n/a | n/a | n/a | n/a
LastModified | default.contact@default.def | 1900-12-31T23:59:59 | unknown | Document | Check non technical user guide. | 2015-03-21T14:02:31 | n/a | n/a | DPoW Attributes | n/a | n/a | n/a | n/a
ResponsibleContact | default.contact@default.def | 1900-12-31T23:59:59 | unknown | Document | Check non technical user guide. | [Not decided] | n/a | n/a | DPoW Attributes | n/a | n/a |  | n/a
ResponsibleRole | default.contact@default.def | 1900-12-31T23:59:59 | unknown | Document | Check non technical user guide. | Stage5_Project lead | n/a | n/a | DPoW Attributes | n/a | n/a |  | n/a
DocumentCode | default.contact@default.def | 1900-12-31T23:59:59 | unknown | Document | Check 'as-constructed information. | 5.320 | n/a | n/a | DPoW Attributes | n/a | n/a |  | n/a
DocumentCodeOrdinal | default.contact@default.def | 1900-12-31T23:59:59 | unknown | Document | Check 'as-constructed information. | 10 | n/a | n/a | DPoW Attributes | n/a | n/a | n/a | n/a
LastModified | default.contact@default.def | 1900-12-31T23:59:59 | unknown | Document | Check 'as-constructed information. | 2015-03-21T14:02:31 | n/a | n/a | DPoW Attributes | n/a | n/a | n/a | n/a
ResponsibleContact | default.contact@default.def | 1900-12-31T23:59:59 | unknown | Document | Check 'as-constructed information. | [Not decided] | n/a | n/a | DPoW Attributes | n/a | n/a |  | n/a
ResponsibleRole | default.contact@default.def | 1900-12-31T23:59:59 | unknown | Document | Check 'as-constructed information. | Stage5_Project lead | n/a | n/a | DPoW Attributes | n/a | n/a |  | n/a
DocumentCode | default.contact@default.def | 1900-12-31T23:59:59 | unknown | Document | Exchange 'As constructed' information. | 5.370 | n/a | n/a | DPoW Attributes | n/a | n/a |  | n/a
DocumentCodeOrdinal | default.contact@default.def | 1900-12-31T23:59:59 | unknown | Document | Exchange 'As constructed' information. | 11 | n/a | n/a | DPoW Attributes | n/a | n/a | n/a | n/a
LastModified | default.contact@default.def | 1900-12-31T23:59:59 | unknown | Document | Exchange 'As constructed' information. | 2015-03-21T14:02:31 | n/a | n/a | DPoW Attributes | n/a | n/a | n/a | n/a
ResponsibleContact | default.contact@default.def | 1900-12-31T23:59:59 | unknown | Document | Exchange 'As constructed' information. | [Not decided] | n/a | n/a | DPoW Attributes | n/a | n/a |  | n/a
ResponsibleRole | default.contact@default.def | 1900-12-31T23:59:59 | unknown | Document | Exchange 'As constructed' information. | Stage5_Project lead | n/a | n/a | DPoW Attributes | n/a | n/a |  | n/a
DocumentCode | default.contact@default.def | 1900-12-31T23:59:59 | unknown | Document | Undertake UK government information exchange. | 5.380 | n/a | n/a | DPoW Attributes | n/a | n/a |  | n/a
DocumentCodeOrdinal | default.contact@default.def | 1900-12-31T23:59:59 | unknown | Document | Undertake UK government information exchange. | 12 | n/a | n/a | DPoW Attributes | n/a | n/a | n/a | n/a
LastModified | default.contact@default.def | 1900-12-31T23:59:59 | unknown | Document | Undertake UK government information exchange. | 2015-03-21T14:02:31 | n/a | n/a | DPoW Attributes | n/a | n/a | n/a | n/a
ResponsibleContact | default.contact@default.def | 1900-12-31T23:59:59 | unknown | Document | Undertake UK government information exchange. | [Not decided] | n/a | n/a | DPoW Attributes | n/a | n/a |  | n/a
ResponsibleRole | default.contact@default.def | 1900-12-31T23:59:59 | unknown | Document | Undertake UK government information exchange. | Stage5_Project lead | n/a | n/a | DPoW Attributes | n/a | n/a |  | n/a
DocumentCode | default.contact@default.def | 1900-12-31T23:59:59 | unknown | Document | Carry out site inspections and review. (0) | 5.060 | n/a | n/a | DPoW Attributes | n/a | n/a |  | n/a
DocumentCodeOrdinal | default.contact@default.def | 1900-12-31T23:59:59 | unknown | Document | Carry out site inspections and review. (0) | 13 | n/a | n/a | DPoW Attributes | n/a | n/a | n/a | n/a
LastModified | default.contact@default.def | 1900-12-31T23:59:59 | unknown | Document | Carry out site inspections and review. (0) | 2015-03-21T14:02:31 | n/a | n/a | DPoW Attributes | n/a | n/a | n/a | n/a
ResponsibleContact | default.contact@default.def | 1900-12-31T23:59:59 | unknown | Document | Carry out site inspections and review. (0) | [Not decided] | n/a | n/a | DPoW Attributes | n/a | n/a |  | n/a
ResponsibleRole | default.contact@default.def | 1900-12-31T23:59:59 | unknown | Document | Carry out site inspections and review. (0) | Stage5_Lead designer | n/a | n/a | DPoW Attributes | n/a | n/a |  | n/a
DocumentCode | default.contact@default.def | 1900-12-31T23:59:59 | unknown | Document | Respond to site queries related to co-ordination or integration | 5.070 | n/a | n/a | DPoW Attributes | n/a | n/a |  | n/a
DocumentCodeOrdinal | default.contact@default.def | 1900-12-31T23:59:59 | unknown | Document | Respond to site queries related to co-ordination or integration | 14 | n/a | n/a | DPoW Attributes | n/a | n/a | n/a | n/a
LastModified | default.contact@default.def | 1900-12-31T23:59:59 | unknown | Document | Respond to site queries related to co-ordination or integration | 2015-03-21T14:02:31 | n/a | n/a | DPoW Attributes | n/a | n/a | n/a | n/a
ResponsibleContact | default.contact@default.def | 1900-12-31T23:59:59 | unknown | Document | Respond to site queries related to co-ordination or integration | [Not decided] | n/a | n/a | DPoW Attributes | n/a | n/a |  | n/a
ResponsibleRole | default.contact@default.def | 1900-12-31T23:59:59 | unknown | Document | Respond to site queries related to co-ordination or integration | Stage5_Lead designer | n/a | n/a | DPoW Attributes | n/a | n/a |  | n/a
DocumentCode | default.contact@default.def | 1900-12-31T23:59:59 | unknown | Document | Carry out site inspections and review. (1) | 5.080 | n/a | n/a | DPoW Attributes | n/a | n/a |  | n/a
DocumentCodeOrdinal | default.contact@default.def | 1900-12-31T23:59:59 | unknown | Document | Carry out site inspections and review. (1) | 15 | n/a | n/a | DPoW Attributes | n/a | n/a | n/a | n/a
LastModified | default.contact@default.def | 1900-12-31T23:59:59 | unknown | Document | Carry out site inspections and review. (1) | 2015-03-21T14:02:31 | n/a | n/a | DPoW Attributes | n/a | n/a | n/a | n/a
ResponsibleContact | default.contact@default.def | 1900-12-31T23:59:59 | unknown | Document | Carry out site inspections and review. (1) | [Not decided] | n/a | n/a | DPoW Attributes | n/a | n/a |  | n/a
ResponsibleRole | default.contact@default.def | 1900-12-31T23:59:59 | unknown | Document | Carry out site inspections and review. (1) | Stage5_Architect | n/a | n/a | DPoW Attributes | n/a | n/a |  | n/a
DocumentCode | default.contact@default.def | 1900-12-31T23:59:59 | unknown | Document | Respond to site queries. (0) | 5.090 | n/a | n/a | DPoW Attributes | n/a | n/a |  | n/a
DocumentCodeOrdinal | default.contact@default.def | 1900-12-31T23:59:59 | unknown | Document | Respond to site queries. (0) | 16 | n/a | n/a | DPoW Attributes | n/a | n/a | n/a | n/a
LastModified | default.contact@default.def | 1900-12-31T23:59:59 | unknown | Document | Respond to site queries. (0) | 2015-03-21T14:02:31 | n/a | n/a | DPoW Attributes | n/a | n/a | n/a | n/a
ResponsibleContact | default.contact@default.def | 1900-12-31T23:59:59 | unknown | Document | Respond to site queries. (0) | [Not decided] | n/a | n/a | DPoW Attributes | n/a | n/a |  | n/a
ResponsibleRole | default.contact@default.def | 1900-12-31T23:59:59 | unknown | Document | Respond to site queries. (0) | Stage5_Architect | n/a | n/a | DPoW Attributes | n/a | n/a |  | n/a
DocumentCode | default.contact@default.def | 1900-12-31T23:59:59 | unknown | Document | Prepare 'As Constructed' Information (0) | 5.100 | n/a | n/a | DPoW Attributes | n/a | n/a |  | n/a
DocumentCodeOrdinal | default.contact@default.def | 1900-12-31T23:59:59 | unknown | Document | Prepare 'As Constructed' Information (0) | 17 | n/a | n/a | DPoW Attributes | n/a | n/a | n/a | n/a
LastModified | default.contact@default.def | 1900-12-31T23:59:59 | unknown | Document | Prepare 'As Constructed' Information (0) | 2015-03-21T14:02:31 | n/a | n/a | DPoW Attributes | n/a | n/a | n/a | n/a
ResponsibleContact | default.contact@default.def | 1900-12-31T23:59:59 | unknown | Document | Prepare 'As Constructed' Information (0) | [Not decided] | n/a | n/a | DPoW Attributes | n/a | n/a |  | n/a
ResponsibleRole | default.contact@default.def | 1900-12-31T23:59:59 | unknown | Document | Prepare 'As Constructed' Information (0) | Stage5_Architect | n/a | n/a | DPoW Attributes | n/a | n/a |  | n/a
DocumentCode | default.contact@default.def | 1900-12-31T23:59:59 | unknown | Document | Carry out site inspections and review. (2) | 5.110 | n/a | n/a | DPoW Attributes | n/a | n/a |  | n/a
DocumentCodeOrdinal | default.contact@default.def | 1900-12-31T23:59:59 | unknown | Document | Carry out site inspections and review. (2) | 18 | n/a | n/a | DPoW Attributes | n/a | n/a | n/a | n/a
LastModified | default.contact@default.def | 1900-12-31T23:59:59 | unknown | Document | Carry out site inspections and review. (2) | 2015-03-21T14:02:31 | n/a | n/a | DPoW Attributes | n/a | n/a | n/a | n/a
ResponsibleContact | default.contact@default.def | 1900-12-31T23:59:59 | unknown | Document | Carry out site inspections and review. (2) | [Not decided] | n/a | n/a | DPoW Attributes | n/a | n/a |  | n/a
ResponsibleRole | default.contact@default.def | 1900-12-31T23:59:59 | unknown | Document | Carry out site inspections and review. (2) | Stage5_Building services engineer | n/a | n/a | DPoW Attributes | n/a | n/a |  | n/a
DocumentCode | default.contact@default.def | 1900-12-31T23:59:59 | unknown | Document | Respond to site queries. (1) | 5.120 | n/a | n/a | DPoW Attributes | n/a | n/a |  | n/a
DocumentCodeOrdinal | default.contact@default.def | 1900-12-31T23:59:59 | unknown | Document | Respond to site queries. (1) | 19 | n/a | n/a | DPoW Attributes | n/a | n/a | n/a | n/a
LastModified | default.contact@default.def | 1900-12-31T23:59:59 | unknown | Document | Respond to site queries. (1) | 2015-03-21T14:02:31 | n/a | n/a | DPoW Attributes | n/a | n/a | n/a | n/a
ResponsibleContact | default.contact@default.def | 1900-12-31T23:59:59 | unknown | Document | Respond to site queries. (1) | [Not decided] | n/a | n/a | DPoW Attributes | n/a | n/a |  | n/a
ResponsibleRole | default.contact@default.def | 1900-12-31T23:59:59 | unknown | Document | Respond to site queries. (1) | Stage5_Building services engineer | n/a | n/a | DPoW Attributes | n/a | n/a |  | n/a
DocumentCode | default.contact@default.def | 1900-12-31T23:59:59 | unknown | Document | Prepare 'As Constructed' Information (1) | 5.130 | n/a | n/a | DPoW Attributes | n/a | n/a |  | n/a
DocumentCodeOrdinal | default.contact@default.def | 1900-12-31T23:59:59 | unknown | Document | Prepare 'As Constructed' Information (1) | 20 | n/a | n/a | DPoW Attributes | n/a | n/a | n/a | n/a
LastModified | default.contact@default.def | 1900-12-31T23:59:59 | unknown | Document | Prepare 'As Constructed' Information (1) | 2015-03-21T14:02:31 | n/a | n/a | DPoW Attributes | n/a | n/a | n/a | n/a
ResponsibleContact | default.contact@default.def | 1900-12-31T23:59:59 | unknown | Document | Prepare 'As Constructed' Information (1) | [Not decided] | n/a | n/a | DPoW Attributes | n/a | n/a |  | n/a
ResponsibleRole | default.contact@default.def | 1900-12-31T23:59:59 | unknown | Document | Prepare 'As Constructed' Information (1) | Stage5_Building services engineer | n/a | n/a | DPoW Attributes | n/a | n/a |  | n/a
DocumentCode | default.contact@default.def | 1900-12-31T23:59:59 | unknown | Document | Carry out site inspections and review. (3) | 5.140 | n/a | n/a | DPoW Attributes | n/a | n/a |  | n/a
DocumentCodeOrdinal | default.contact@default.def | 1900-12-31T23:59:59 | unknown | Document | Carry out site inspections and review. (3) | 21 | n/a | n/a | DPoW Attributes | n/a | n/a | n/a | n/a
LastModified | default.contact@default.def | 1900-12-31T23:59:59 | unknown | Document | Carry out site inspections and review. (3) | 2015-03-21T14:02:31 | n/a | n/a | DPoW Attributes | n/a | n/a | n/a | n/a
ResponsibleContact | default.contact@default.def | 1900-12-31T23:59:59 | unknown | Document | Carry out site inspections and review. (3) | [Not decided] | n/a | n/a | DPoW Attributes | n/a | n/a |  | n/a
ResponsibleRole | default.contact@default.def | 1900-12-31T23:59:59 | unknown | Document | Carry out site inspections and review. (3) | Stage5_Civil engineer | n/a | n/a | DPoW Attributes | n/a | n/a |  | n/a
DocumentCode | default.contact@default.def | 1900-12-31T23:59:59 | unknown | Document | Respond to site queries. (2) | 5.150 | n/a | n/a | DPoW Attributes | n/a | n/a |  | n/a
DocumentCodeOrdinal | default.contact@default.def | 1900-12-31T23:59:59 | unknown | Document | Respond to site queries. (2) | 22 | n/a | n/a | DPoW Attributes | n/a | n/a | n/a | n/a
LastModified | default.contact@default.def | 1900-12-31T23:59:59 | unknown | Document | Respond to site queries. (2) | 2015-03-21T14:02:31 | n/a | n/a | DPoW Attributes | n/a | n/a | n/a | n/a
ResponsibleContact | default.contact@default.def | 1900-12-31T23:59:59 | unknown | Document | Respond to site queries. (2) | [Not decided] | n/a | n/a | DPoW Attributes | n/a | n/a |  | n/a
ResponsibleRole | default.contact@default.def | 1900-12-31T23:59:59 | unknown | Document | Respond to site queries. (2) | Stage5_Civil engineer | n/a | n/a | DPoW Attributes | n/a | n/a |  | n/a
DocumentCode | default.contact@default.def | 1900-12-31T23:59:59 | unknown | Document | Prepare 'As Constructed' Information (2) | 5.160 | n/a | n/a | DPoW Attributes | n/a | n/a |  | n/a
DocumentCodeOrdinal | default.contact@default.def | 1900-12-31T23:59:59 | unknown | Document | Prepare 'As Constructed' Information (2) | 23 | n/a | n/a | DPoW Attributes | n/a | n/a | n/a | n/a
LastModified | default.contact@default.def | 1900-12-31T23:59:59 | unknown | Document | Prepare 'As Constructed' Information (2) | 2015-03-21T14:02:31 | n/a | n/a | DPoW Attributes | n/a | n/a | n/a | n/a
ResponsibleContact | default.contact@default.def | 1900-12-31T23:59:59 | unknown | Document | Prepare 'As Constructed' Information (2) | [Not decided] | n/a | n/a | DPoW Attributes | n/a | n/a |  | n/a
ResponsibleRole | default.contact@default.def | 1900-12-31T23:59:59 | unknown | Document | Prepare 'As Constructed' Information (2) | Stage5_Civil engineer | n/a | n/a | DPoW Attributes | n/a | n/a |  | n/a
DocumentCode | default.contact@default.def | 1900-12-31T23:59:59 | unknown | Document | Carry out site inspections and review. (4) | 5.170 | n/a | n/a | DPoW Attributes | n/a | n/a |  | n/a
DocumentCodeOrdinal | default.contact@default.def | 1900-12-31T23:59:59 | unknown | Document | Carry out site inspections and review. (4) | 24 | n/a | n/a | DPoW Attributes | n/a | n/a | n/a | n/a
LastModified | default.contact@default.def | 1900-12-31T23:59:59 | unknown | Document | Carry out site inspections and review. (4) | 2015-03-21T14:02:31 | n/a | n/a | DPoW Attributes | n/a | n/a | n/a | n/a
ResponsibleContact | default.contact@default.def | 1900-12-31T23:59:59 | unknown | Document | Carry out site inspections and review. (4) | [Not decided] | n/a | n/a | DPoW Attributes | n/a | n/a |  | n/a
ResponsibleRole | default.contact@default.def | 1900-12-31T23:59:59 | unknown | Document | Carry out site inspections and review. (4) | Stage5_Structural engineer | n/a | n/a | DPoW Attributes | n/a | n/a |  | n/a
DocumentCode | default.contact@default.def | 1900-12-31T23:59:59 | unknown | Document | Respond to site queries. (3) | 5.180 | n/a | n/a | DPoW Attributes | n/a | n/a |  | n/a
DocumentCodeOrdinal | default.contact@default.def | 1900-12-31T23:59:59 | unknown | Document | Respond to site queries. (3) | 25 | n/a | n/a | DPoW Attributes | n/a | n/a | n/a | n/a
LastModified | default.contact@default.def | 1900-12-31T23:59:59 | unknown | Document | Respond to site queries. (3) | 2015-03-21T14:02:31 | n/a | n/a | DPoW Attributes | n/a | n/a | n/a | n/a
ResponsibleContact | default.contact@default.def | 1900-12-31T23:59:59 | unknown | Document | Respond to site queries. (3) | [Not decided] | n/a | n/a | DPoW Attributes | n/a | n/a |  | n/a
ResponsibleRole | default.contact@default.def | 1900-12-31T23:59:59 | unknown | Document | Respond to site queries. (3) | Stage5_Structural engineer | n/a | n/a | DPoW Attributes | n/a | n/a |  | n/a
DocumentCode | default.contact@default.def | 1900-12-31T23:59:59 | unknown | Document | Prepare 'As Constructed' Information. | 5.190 | n/a | n/a | DPoW Attributes | n/a | n/a |  | n/a
DocumentCodeOrdinal | default.contact@default.def | 1900-12-31T23:59:59 | unknown | Document | Prepare 'As Constructed' Information. | 26 | n/a | n/a | DPoW Attributes | n/a | n/a | n/a | n/a
LastModified | default.contact@default.def | 1900-12-31T23:59:59 | unknown | Document | Prepare 'As Constructed' Information. | 2015-03-21T14:02:31 | n/a | n/a | DPoW Attributes | n/a | n/a | n/a | n/a
ResponsibleContact | default.contact@default.def | 1900-12-31T23:59:59 | unknown | Document | Prepare 'As Constructed' Information. | [Not decided] | n/a | n/a | DPoW Attributes | n/a | n/a |  | n/a
ResponsibleRole | default.contact@default.def | 1900-12-31T23:59:59 | unknown | Document | Prepare 'As Constructed' Information. | Stage5_Structural engineer | n/a | n/a | DPoW Attributes | n/a | n/a |  | n/a
DocumentCode | default.contact@default.def | 1900-12-31T23:59:59 | unknown | Document | Prepare valuations in accordance with Building Contract. | 5.200 | n/a | n/a | DPoW Attributes | n/a | n/a |  | n/a
DocumentCodeOrdinal | default.contact@default.def | 1900-12-31T23:59:59 | unknown | Document | Prepare valuations in accordance with Building Contract. | 27 | n/a | n/a | DPoW Attributes | n/a | n/a | n/a | n/a
LastModified | default.contact@default.def | 1900-12-31T23:59:59 | unknown | Document | Prepare valuations in accordance with Building Contract. | 2015-03-21T14:02:31 | n/a | n/a | DPoW Attributes | n/a | n/a | n/a | n/a
ResponsibleContact | default.contact@default.def | 1900-12-31T23:59:59 | unknown | Document | Prepare valuations in accordance with Building Contract. | [Not decided] | n/a | n/a | DPoW Attributes | n/a | n/a |  | n/a
ResponsibleRole | default.contact@default.def | 1900-12-31T23:59:59 | unknown | Document | Prepare valuations in accordance with Building Contract. | Stage5_Cost consultant | n/a | n/a | DPoW Attributes | n/a | n/a |  | n/a
DocumentCode | default.contact@default.def | 1900-12-31T23:59:59 | unknown | Document | Update Construction Strategy. | 5.210 | n/a | n/a | DPoW Attributes | n/a | n/a |  | n/a
DocumentCodeOrdinal | default.contact@default.def | 1900-12-31T23:59:59 | unknown | Document | Update Construction Strategy. | 28 | n/a | n/a | DPoW Attributes | n/a | n/a | n/a | n/a
LastModified | default.contact@default.def | 1900-12-31T23:59:59 | unknown | Document | Update Construction Strategy. | 2015-03-21T14:02:31 | n/a | n/a | DPoW Attributes | n/a | n/a | n/a | n/a
ResponsibleContact | default.contact@default.def | 1900-12-31T23:59:59 | unknown | Document | Update Construction Strategy. | [Not decided] | n/a | n/a | DPoW Attributes | n/a | n/a |  | n/a
ResponsibleRole | default.contact@default.def | 1900-12-31T23:59:59 | unknown | Document | Update Construction Strategy. | Stage5_Construction lead | n/a | n/a | DPoW Attributes | n/a | n/a |  | n/a
DocumentCode | default.contact@default.def | 1900-12-31T23:59:59 | unknown | Document | Administer Building Contract . | 5.220 | n/a | n/a | DPoW Attributes | n/a | n/a |  | n/a
DocumentCodeOrdinal | default.contact@default.def | 1900-12-31T23:59:59 | unknown | Document | Administer Building Contract . | 29 | n/a | n/a | DPoW Attributes | n/a | n/a | n/a | n/a
LastModified | default.contact@default.def | 1900-12-31T23:59:59 | unknown | Document | Administer Building Contract . | 2015-03-21T14:02:31 | n/a | n/a | DPoW Attributes | n/a | n/a | n/a | n/a
ResponsibleContact | default.contact@default.def | 1900-12-31T23:59:59 | unknown | Document | Administer Building Contract . | [Not decided] | n/a | n/a | DPoW Attributes | n/a | n/a |  | n/a
ResponsibleRole | default.contact@default.def | 1900-12-31T23:59:59 | unknown | Document | Administer Building Contract . | Stage5_Contract administrator | n/a | n/a | DPoW Attributes | n/a | n/a |  | n/a
DocumentCode | default.contact@default.def | 1900-12-31T23:59:59 | unknown | Document | Manage Change Control process. | 5.230 | n/a | n/a | DPoW Attributes | n/a | n/a |  | n/a
DocumentCodeOrdinal | default.contact@default.def | 1900-12-31T23:59:59 | unknown | Document | Manage Change Control process. | 30 | n/a | n/a | DPoW Attributes | n/a | n/a | n/a | n/a
LastModified | default.contact@default.def | 1900-12-31T23:59:59 | unknown | Document | Manage Change Control process. | 2015-03-21T14:02:31 | n/a | n/a | DPoW Attributes | n/a | n/a | n/a | n/a
ResponsibleContact | default.contact@default.def | 1900-12-31T23:59:59 | unknown | Document | Manage Change Control process. | [Not decided] | n/a | n/a | DPoW Attributes | n/a | n/a |  | n/a
ResponsibleRole | default.contact@default.def | 1900-12-31T23:59:59 | unknown | Document | Manage Change Control process. | Stage5_Contract administrator | n/a | n/a | DPoW Attributes | n/a | n/a |  | n/a
DocumentCode | default.contact@default.def | 1900-12-31T23:59:59 | unknown | Document | Co-ordinate site inspections. | 5.240 | n/a | n/a | DPoW Attributes | n/a | n/a |  | n/a
DocumentCodeOrdinal | default.contact@default.def | 1900-12-31T23:59:59 | unknown | Document | Co-ordinate site inspections. | 31 | n/a | n/a | DPoW Attributes | n/a | n/a | n/a | n/a
LastModified | default.contact@default.def | 1900-12-31T23:59:59 | unknown | Document | Co-ordinate site inspections. | 2015-03-21T14:02:31 | n/a | n/a | DPoW Attributes | n/a | n/a | n/a | n/a
ResponsibleContact | default.contact@default.def | 1900-12-31T23:59:59 | unknown | Document | Co-ordinate site inspections. | [Not decided] | n/a | n/a | DPoW Attributes | n/a | n/a |  | n/a
ResponsibleRole | default.contact@default.def | 1900-12-31T23:59:59 | unknown | Document | Co-ordinate site inspections. | Stage5_Contract administrator | n/a | n/a | DPoW Attributes | n/a | n/a |  | n/a
DocumentCode | default.contact@default.def | 1900-12-31T23:59:59 | unknown | Document | Update Health and Safety Strategy. | 5.252 | n/a | n/a | DPoW Attributes | n/a | n/a |  | n/a
DocumentCodeOrdinal | default.contact@default.def | 1900-12-31T23:59:59 | unknown | Document | Update Health and Safety Strategy. | 32 | n/a | n/a | DPoW Attributes | n/a | n/a | n/a | n/a
LastModified | default.contact@default.def | 1900-12-31T23:59:59 | unknown | Document | Update Health and Safety Strategy. | 2015-03-21T14:02:31 | n/a | n/a | DPoW Attributes | n/a | n/a | n/a | n/a
ResponsibleContact | default.contact@default.def | 1900-12-31T23:59:59 | unknown | Document | Update Health and Safety Strategy. | [Not decided] | n/a | n/a | DPoW Attributes | n/a | n/a |  | n/a
ResponsibleRole | default.contact@default.def | 1900-12-31T23:59:59 | unknown | Document | Update Health and Safety Strategy. | Stage5_Health & safety adviser | n/a | n/a | DPoW Attributes | n/a | n/a |  | n/a
DocumentCode | default.contact@default.def | 1900-12-31T23:59:59 | unknown | Document | Review 'As Constructed' Information. | 5.260 | n/a | n/a | DPoW Attributes | n/a | n/a |  | n/a
DocumentCodeOrdinal | default.contact@default.def | 1900-12-31T23:59:59 | unknown | Document | Review 'As Constructed' Information. | 33 | n/a | n/a | DPoW Attributes | n/a | n/a | n/a | n/a
LastModified | default.contact@default.def | 1900-12-31T23:59:59 | unknown | Document | Review 'As Constructed' Information. | 2015-03-21T14:02:31 | n/a | n/a | DPoW Attributes | n/a | n/a | n/a | n/a
ResponsibleContact | default.contact@default.def | 1900-12-31T23:59:59 | unknown | Document | Review 'As Constructed' Information. | [Not decided] | n/a | n/a | DPoW Attributes | n/a | n/a |  | n/a
ResponsibleRole | default.contact@default.def | 1900-12-31T23:59:59 | unknown | Document | Review 'As Constructed' Information. | Stage5_Health & safety adviser | n/a | n/a | DPoW Attributes | n/a | n/a |  | n/a
DocumentCode | default.contact@default.def | 1900-12-31T23:59:59 | unknown | Document | Contribute to Health Safety Strategy. | 5.330 | n/a | n/a | DPoW Attributes | n/a | n/a |  | n/a
DocumentCodeOrdinal | default.contact@default.def | 1900-12-31T23:59:59 | unknown | Document | Contribute to Health Safety Strategy. | 34 | n/a | n/a | DPoW Attributes | n/a | n/a | n/a | n/a
LastModified | default.contact@default.def | 1900-12-31T23:59:59 | unknown | Document | Contribute to Health Safety Strategy. | 2015-03-21T14:02:31 | n/a | n/a | DPoW Attributes | n/a | n/a | n/a | n/a
ResponsibleContact | default.contact@default.def | 1900-12-31T23:59:59 | unknown | Document | Contribute to Health Safety Strategy. | [Not decided] | n/a | n/a | DPoW Attributes | n/a | n/a |  | n/a
ResponsibleRole | default.contact@default.def | 1900-12-31T23:59:59 | unknown | Document | Contribute to Health Safety Strategy. | Stage5_All roles | n/a | n/a | DPoW Attributes | n/a | n/a |  | n/a
DocumentCode | default.contact@default.def | 1900-12-31T23:59:59 | unknown | Document | Provide information for and contribute to contents of Project Execution Plan. | 5.340 | n/a | n/a | DPoW Attributes | n/a | n/a |  | n/a
DocumentCodeOrdinal | default.contact@default.def | 1900-12-31T23:59:59 | unknown | Document | Provide information for and contribute to contents of Project Execution Plan. | 35 | n/a | n/a | DPoW Attributes | n/a | n/a | n/a | n/a
LastModified | default.contact@default.def | 1900-12-31T23:59:59 | unknown | Document | Provide information for and contribute to contents of Project Execution Plan. | 2015-03-21T14:02:31 | n/a | n/a | DPoW Attributes | n/a | n/a | n/a | n/a
ResponsibleContact | default.contact@default.def | 1900-12-31T23:59:59 | unknown | Document | Provide information for and contribute to contents of Project Execution Plan. | [Not decided] | n/a | n/a | DPoW Attributes | n/a | n/a |  | n/a
ResponsibleRole | default.contact@default.def | 1900-12-31T23:59:59 | unknown | Document | Provide information for and contribute to contents of Project Execution Plan. | Stage5_All roles | n/a | n/a | DPoW Attributes | n/a | n/a |  | n/a
DocumentCode | default.contact@default.def | 1900-12-31T23:59:59 | unknown | Document | Liaise with project Lead. | 5.350 | n/a | n/a | DPoW Attributes | n/a | n/a |  | n/a
DocumentCodeOrdinal | default.contact@default.def | 1900-12-31T23:59:59 | unknown | Document | Liaise with project Lead. | 36 | n/a | n/a | DPoW Attributes | n/a | n/a | n/a | n/a
LastModified | default.contact@default.def | 1900-12-31T23:59:59 | unknown | Document | Liaise with project Lead. | 2015-03-21T14:02:31 | n/a | n/a | DPoW Attributes | n/a | n/a | n/a | n/a
ResponsibleContact | default.contact@default.def | 1900-12-31T23:59:59 | unknown | Document | Liaise with project Lead. | [Not decided] | n/a | n/a | DPoW Attributes | n/a | n/a |  | n/a
ResponsibleRole | default.contact@default.def | 1900-12-31T23:59:59 | unknown | Document | Liaise with project Lead. | Stage5_All additional project roles | n/a | n/a | DPoW Attributes | n/a | n/a |  | n/a
DocumentCode | default.contact@default.def | 1900-12-31T23:59:59 | unknown | Document | Provide information. | 5.360 | n/a | n/a | DPoW Attributes | n/a | n/a |  | n/a
DocumentCodeOrdinal | default.contact@default.def | 1900-12-31T23:59:59 | unknown | Document | Provide information. | 37 | n/a | n/a | DPoW Attributes | n/a | n/a | n/a | n/a
LastModified | default.contact@default.def | 1900-12-31T23:59:59 | unknown | Document | Provide information. | 2015-03-21T14:02:31 | n/a | n/a | DPoW Attributes | n/a | n/a | n/a | n/a
ResponsibleContact | default.contact@default.def | 1900-12-31T23:59:59 | unknown | Document | Provide information. | [Not decided] | n/a | n/a | DPoW Attributes | n/a | n/a |  | n/a
ResponsibleRole | default.contact@default.def | 1900-12-31T23:59:59 | unknown | Document | Provide information. | Stage5_All additional project roles | n/a | n/a | DPoW Attributes | n/a | n/a |  | n/a
LastModified (0) (1) | default.contact@default.def | 1900-12-31T23:59:59 | unknown | Facility | Lakeside Restaurant | 2015-03-25T09:38:33 | n/a | n/a | ProjectAttributes | n/a | n/a | n/a | n/a
LastModified (0) (1) | default.contact@default.def | 1900-12-31T23:59:59 | unknown | Facility | Lakeside Restaurant | 2015-03-25T09:38:33 | n/a | n/a | ProjectAttributes | n/a | n/a | n/a | n/a
Cost | default.contact@default.def | 1900-12-31T23:59:59 | unknown | Facility | Lakeside Restaurant | 0 | n/a | n/a | ProjectStageAttributes | n/a | n/a | n/a | n/a
Currency | default.contact@default.def | 1900-12-31T23:59:59 | unknown | Facility | Lakeside Restaurant | GBP | n/a | n/a | ProjectStageAttributes | n/a | n/a |  | n/a
EnvironmentalRating | default.contact@default.def | 1900-12-31T23:59:59 | unknown | Facility | Lakeside Restaurant | Undefined | n/a | n/a | ProjectStageAttributes | n/a | n/a |  | n/a
CurrentStage | default.contact@default.def | 1900-12-31T23:59:59 | unknown | Facility | Lakeside Restaurant | 0 | n/a | n/a | DPoW Attributes | n/a | n/a |  | n/a
Name | default.contact@default.def | 2015-04-14T15:09:04 | unknown | Contact | not_decided_@role.com | [Not decided] | n/a | n/a | RolePropertySet | n/a | RoleName |  | n/a
Description | default.contact@default.def | 2015-04-14T15:09:04 | unknown | Contact | not_decided_@role.com | Denotes where responsibility of a task or deliverable has not yet been decided | n/a | n/a | RolePropertySet | n/a | RoleDescription |  | n/a
Stage | default.contact@default.def | 1900-12-31T23:59:59 | unknown | Contact | stage0_client@role.com | 0 | n/a | n/a | DPoW Attributes | n/a | n/a |  | n/a
Name | default.contact@default.def | 2015-04-14T15:09:04 | unknown | Contact | stage0_client@role.com | Stage0_Client | n/a | n/a | RolePropertySet | n/a | RoleName |  | n/a
Description | default.contact@default.def | 2015-04-14T15:09:04 | unknown | Contact | stage0_client@role.com | n/a | n/a | n/a | RolePropertySet | n/a | RoleDescription |  | n/a
Stage | default.contact@default.def | 1900-12-31T23:59:59 | unknown | Contact | stage0_project_lead@role.com | 0 | n/a | n/a | DPoW Attributes | n/a | n/a |  | n/a
Name | default.contact@default.def | 2015-04-14T15:09:04 | unknown | Contact | stage0_project_lead@role.com | Stage0_Project lead | n/a | n/a | RolePropertySet | n/a | RoleName |  | n/a
Description | default.contact@default.def | 2015-04-14T15:09:04 | unknown | Contact | stage0_project_lead@role.com | n/a | n/a | n/a | RolePropertySet | n/a | RoleDescription |  | n/a
Stage | default.contact@default.def | 1900-12-31T23:59:59 | unknown | Contact | stage0_lead_designer@role.com | 0 | n/a | n/a | DPoW Attributes | n/a | n/a |  | n/a
Name | default.contact@default.def | 2015-04-14T15:09:04 | unknown | Contact | stage0_lead_designer@role.com | Stage0_Lead designer | n/a | n/a | RolePropertySet | n/a | RoleName |  | n/a
Description | default.contact@default.def | 2015-04-14T15:09:04 | unknown | Contact | stage0_lead_designer@role.com | n/a | n/a | n/a | RolePropertySet | n/a | RoleDescription |  | n/a
Stage | default.contact@default.def | 1900-12-31T23:59:59 | unknown | Contact | stage0_architect@role.com | 0 | n/a | n/a | DPoW Attributes | n/a | n/a |  | n/a
Name | default.contact@default.def | 2015-04-14T15:09:04 | unknown | Contact | stage0_architect@role.com | Stage0_Architect | n/a | n/a | RolePropertySet | n/a | RoleName |  | n/a
Description | default.contact@default.def | 2015-04-14T15:09:04 | unknown | Contact | stage0_architect@role.com | n/a | n/a | n/a | RolePropertySet | n/a | RoleDescription |  | n/a
Stage | default.contact@default.def | 1900-12-31T23:59:59 | unknown | Contact | stage0_building_services_engineer@role.com | 0 | n/a | n/a | DPoW Attributes | n/a | n/a |  | n/a
Name | default.contact@default.def | 2015-04-14T15:09:04 | unknown | Contact | stage0_building_services_engineer@role.com | Stage0_Building services engineer | n/a | n/a | RolePropertySet | n/a | RoleName |  | n/a
Description | default.contact@default.def | 2015-04-14T15:09:04 | unknown | Contact | stage0_building_services_engineer@role.com | n/a | n/a | n/a | RolePropertySet | n/a | RoleDescription |  | n/a
Stage | default.contact@default.def | 1900-12-31T23:59:59 | unknown | Contact | stage0_structural_engineer@role.com | 0 | n/a | n/a | DPoW Attributes | n/a | n/a |  | n/a
Name | default.contact@default.def | 2015-04-14T15:09:04 | unknown | Contact | stage0_structural_engineer@role.com | Stage0_Structural engineer | n/a | n/a | RolePropertySet | n/a | RoleName |  | n/a
Description | default.contact@default.def | 2015-04-14T15:09:04 | unknown | Contact | stage0_structural_engineer@role.com | n/a | n/a | n/a | RolePropertySet | n/a | RoleDescription |  | n/a
Stage | default.contact@default.def | 1900-12-31T23:59:59 | unknown | Contact | stage0_civil_engineer@role.com | 0 | n/a | n/a | DPoW Attributes | n/a | n/a |  | n/a
Name | default.contact@default.def | 2015-04-14T15:09:04 | unknown | Contact | stage0_civil_engineer@role.com | Stage0_Civil engineer | n/a | n/a | RolePropertySet | n/a | RoleName |  | n/a
Description | default.contact@default.def | 2015-04-14T15:09:04 | unknown | Contact | stage0_civil_engineer@role.com | n/a | n/a | n/a | RolePropertySet | n/a | RoleDescription |  | n/a
Stage | default.contact@default.def | 1900-12-31T23:59:59 | unknown | Contact | stage0_other_consultant@role.com | 0 | n/a | n/a | DPoW Attributes | n/a | n/a |  | n/a
Name | default.contact@default.def | 2015-04-14T15:09:04 | unknown | Contact | stage0_other_consultant@role.com | Stage0_Other consultant | n/a | n/a | RolePropertySet | n/a | RoleName |  | n/a
Description | default.contact@default.def | 2015-04-14T15:09:04 | unknown | Contact | stage0_other_consultant@role.com | n/a | n/a | n/a | RolePropertySet | n/a | RoleDescription |  | n/a
Stage | default.contact@default.def | 1900-12-31T23:59:59 | unknown | Contact | stage0_cost_consultant@role.com | 0 | n/a | n/a | DPoW Attributes | n/a | n/a |  | n/a
Name | default.contact@default.def | 2015-04-14T15:09:04 | unknown | Contact | stage0_cost_consultant@role.com | Stage0_Cost consultant | n/a | n/a | RolePropertySet | n/a | RoleName |  | n/a
Description | default.contact@default.def | 2015-04-14T15:09:04 | unknown | Contact | stage0_cost_consultant@role.com | n/a | n/a | n/a | RolePropertySet | n/a | RoleDescription |  | n/a
Stage | default.contact@default.def | 1900-12-31T23:59:59 | unknown | Contact | stage1_client@role.com | 1 | n/a | n/a | DPoW Attributes | n/a | n/a |  | n/a
Name | default.contact@default.def | 2015-04-14T15:09:04 | unknown | Contact | stage1_client@role.com | Stage1_Client | n/a | n/a | RolePropertySet | n/a | RoleName |  | n/a
Description | default.contact@default.def | 2015-04-14T15:09:04 | unknown | Contact | stage1_client@role.com | n/a | n/a | n/a | RolePropertySet | n/a | RoleDescription |  | n/a
Stage | default.contact@default.def | 1900-12-31T23:59:59 | unknown | Contact | stage1_project_lead@role.com | 1 | n/a | n/a | DPoW Attributes | n/a | n/a |  | n/a
Name | default.contact@default.def | 2015-04-14T15:09:04 | unknown | Contact | stage1_project_lead@role.com | Stage1_Project lead | n/a | n/a | RolePropertySet | n/a | RoleName |  | n/a
Description | default.contact@default.def | 2015-04-14T15:09:04 | unknown | Contact | stage1_project_lead@role.com | n/a | n/a | n/a | RolePropertySet | n/a | RoleDescription |  | n/a
Stage | default.contact@default.def | 1900-12-31T23:59:59 | unknown | Contact | stage1_lead_designer@role.com | 1 | n/a | n/a | DPoW Attributes | n/a | n/a |  | n/a
Name | default.contact@default.def | 2015-04-14T15:09:04 | unknown | Contact | stage1_lead_designer@role.com | Stage1_Lead designer | n/a | n/a | RolePropertySet | n/a | RoleName |  | n/a
Description | default.contact@default.def | 2015-04-14T15:09:04 | unknown | Contact | stage1_lead_designer@role.com | n/a | n/a | n/a | RolePropertySet | n/a | RoleDescription |  | n/a
Stage | default.contact@default.def | 1900-12-31T23:59:59 | unknown | Contact | stage1_architect@role.com | 1 | n/a | n/a | DPoW Attributes | n/a | n/a |  | n/a
Name | default.contact@default.def | 2015-04-14T15:09:04 | unknown | Contact | stage1_architect@role.com | Stage1_Architect | n/a | n/a | RolePropertySet | n/a | RoleName |  | n/a
Description | default.contact@default.def | 2015-04-14T15:09:04 | unknown | Contact | stage1_architect@role.com | n/a | n/a | n/a | RolePropertySet | n/a | RoleDescription |  | n/a
Stage | default.contact@default.def | 1900-12-31T23:59:59 | unknown | Contact | stage1_building_services_engineer@role.com | 1 | n/a | n/a | DPoW Attributes | n/a | n/a |  | n/a
Name | default.contact@default.def | 2015-04-14T15:09:04 | unknown | Contact | stage1_building_services_engineer@role.com | Stage1_Building services engineer | n/a | n/a | RolePropertySet | n/a | RoleName |  | n/a
Description | default.contact@default.def | 2015-04-14T15:09:04 | unknown | Contact | stage1_building_services_engineer@role.com | n/a | n/a | n/a | RolePropertySet | n/a | RoleDescription |  | n/a
Stage | default.contact@default.def | 1900-12-31T23:59:59 | unknown | Contact | stage1_civil_engineer@role.com | 1 | n/a | n/a | DPoW Attributes | n/a | n/a |  | n/a
Name | default.contact@default.def | 2015-04-14T15:09:04 | unknown | Contact | stage1_civil_engineer@role.com | Stage1_Civil engineer | n/a | n/a | RolePropertySet | n/a | RoleName |  | n/a
Description | default.contact@default.def | 2015-04-14T15:09:04 | unknown | Contact | stage1_civil_engineer@role.com | n/a | n/a | n/a | RolePropertySet | n/a | RoleDescription |  | n/a
Stage | default.contact@default.def | 1900-12-31T23:59:59 | unknown | Contact | stage1_structural_engineer@role.com | 1 | n/a | n/a | DPoW Attributes | n/a | n/a |  | n/a
Name | default.contact@default.def | 2015-04-14T15:09:04 | unknown | Contact | stage1_structural_engineer@role.com | Stage1_Structural engineer | n/a | n/a | RolePropertySet | n/a | RoleName |  | n/a
Description | default.contact@default.def | 2015-04-14T15:09:04 | unknown | Contact | stage1_structural_engineer@role.com | n/a | n/a | n/a | RolePropertySet | n/a | RoleDescription |  | n/a
Stage | default.contact@default.def | 1900-12-31T23:59:59 | unknown | Contact | stage1_cost_consultant@role.com | 1 | n/a | n/a | DPoW Attributes | n/a | n/a |  | n/a
Name | default.contact@default.def | 2015-04-14T15:09:04 | unknown | Contact | stage1_cost_consultant@role.com | Stage1_Cost consultant | n/a | n/a | RolePropertySet | n/a | RoleName |  | n/a
Description | default.contact@default.def | 2015-04-14T15:09:04 | unknown | Contact | stage1_cost_consultant@role.com | n/a | n/a | n/a | RolePropertySet | n/a | RoleDescription |  | n/a
Stage | default.contact@default.def | 1900-12-31T23:59:59 | unknown | Contact | stage1_construction_lead@role.com | 1 | n/a | n/a | DPoW Attributes | n/a | n/a |  | n/a
Name | default.contact@default.def | 2015-04-14T15:09:04 | unknown | Contact | stage1_construction_lead@role.com | Stage1_Construction lead | n/a | n/a | RolePropertySet | n/a | RoleName |  | n/a
Description | default.contact@default.def | 2015-04-14T15:09:04 | unknown | Contact | stage1_construction_lead@role.com | n/a | n/a | n/a | RolePropertySet | n/a | RoleDescription |  | n/a
Stage | default.contact@default.def | 1900-12-31T23:59:59 | unknown | Contact | stage1_contract_administrator@role.com | 1 | n/a | n/a | DPoW Attributes | n/a | n/a |  | n/a
Name | default.contact@default.def | 2015-04-14T15:09:04 | unknown | Contact | stage1_contract_administrator@role.com | Stage1_Contract administrator | n/a | n/a | RolePropertySet | n/a | RoleName |  | n/a
Description | default.contact@default.def | 2015-04-14T15:09:04 | unknown | Contact | stage1_contract_administrator@role.com | n/a | n/a | n/a | RolePropertySet | n/a | RoleDescription |  | n/a
Stage | default.contact@default.def | 1900-12-31T23:59:59 | unknown | Contact | stage1_health_and_safety_adviser@role.com | 1 | n/a | n/a | DPoW Attributes | n/a | n/a |  | n/a
Name | default.contact@default.def | 2015-04-14T15:09:04 | unknown | Contact | stage1_health_and_safety_adviser@role.com | Stage1_Health and safety adviser | n/a | n/a | RolePropertySet | n/a | RoleName |  | n/a
Description | default.contact@default.def | 2015-04-14T15:09:04 | unknown | Contact | stage1_health_and_safety_adviser@role.com | n/a | n/a | n/a | RolePropertySet | n/a | RoleDescription |  | n/a
Stage | default.contact@default.def | 1900-12-31T23:59:59 | unknown | Contact | stage1_design_lead@role.com | 1 | n/a | n/a | DPoW Attributes | n/a | n/a |  | n/a
Name | default.contact@default.def | 2015-04-14T15:09:04 | unknown | Contact | stage1_design_lead@role.com | Stage1_Design lead | n/a | n/a | RolePropertySet | n/a | RoleName |  | n/a
Description | default.contact@default.def | 2015-04-14T15:09:04 | unknown | Contact | stage1_design_lead@role.com | n/a | n/a | n/a | RolePropertySet | n/a | RoleDescription |  | n/a
Stage | default.contact@default.def | 1900-12-31T23:59:59 | unknown | Contact | stage2_client@role.com | 2 | n/a | n/a | DPoW Attributes | n/a | n/a |  | n/a
Name | default.contact@default.def | 2015-04-14T15:09:04 | unknown | Contact | stage2_client@role.com | Stage2_Client | n/a | n/a | RolePropertySet | n/a | RoleName |  | n/a
Description | default.contact@default.def | 2015-04-14T15:09:04 | unknown | Contact | stage2_client@role.com | n/a | n/a | n/a | RolePropertySet | n/a | RoleDescription |  | n/a
Stage | default.contact@default.def | 1900-12-31T23:59:59 | unknown | Contact | stage2_project_lead@role.com | 2 | n/a | n/a | DPoW Attributes | n/a | n/a |  | n/a
Name | default.contact@default.def | 2015-04-14T15:09:04 | unknown | Contact | stage2_project_lead@role.com | Stage2_Project lead | n/a | n/a | RolePropertySet | n/a | RoleName |  | n/a
Description | default.contact@default.def | 2015-04-14T15:09:04 | unknown | Contact | stage2_project_lead@role.com | n/a | n/a | n/a | RolePropertySet | n/a | RoleDescription |  | n/a
Stage | default.contact@default.def | 1900-12-31T23:59:59 | unknown | Contact | stage2_lead_designer@role.com | 2 | n/a | n/a | DPoW Attributes | n/a | n/a |  | n/a
Name | default.contact@default.def | 2015-04-14T15:09:04 | unknown | Contact | stage2_lead_designer@role.com | Stage2_Lead designer | n/a | n/a | RolePropertySet | n/a | RoleName |  | n/a
Description | default.contact@default.def | 2015-04-14T15:09:04 | unknown | Contact | stage2_lead_designer@role.com | n/a | n/a | n/a | RolePropertySet | n/a | RoleDescription |  | n/a
Stage | default.contact@default.def | 1900-12-31T23:59:59 | unknown | Contact | stage2_architect@role.com | 2 | n/a | n/a | DPoW Attributes | n/a | n/a |  | n/a
Name | default.contact@default.def | 2015-04-14T15:09:04 | unknown | Contact | stage2_architect@role.com | Stage2_Architect | n/a | n/a | RolePropertySet | n/a | RoleName |  | n/a
Description | default.contact@default.def | 2015-04-14T15:09:04 | unknown | Contact | stage2_architect@role.com | n/a | n/a | n/a | RolePropertySet | n/a | RoleDescription |  | n/a
Stage | default.contact@default.def | 1900-12-31T23:59:59 | unknown | Contact | stage2_building_services_engineer@role.com | 2 | n/a | n/a | DPoW Attributes | n/a | n/a |  | n/a
Name | default.contact@default.def | 2015-04-14T15:09:04 | unknown | Contact | stage2_building_services_engineer@role.com | Stage2_Building services engineer | n/a | n/a | RolePropertySet | n/a | RoleName |  | n/a
Description | default.contact@default.def | 2015-04-14T15:09:04 | unknown | Contact | stage2_building_services_engineer@role.com | n/a | n/a | n/a | RolePropertySet | n/a | RoleDescription |  | n/a
Stage | default.contact@default.def | 1900-12-31T23:59:59 | unknown | Contact | stage2_civil_engineer@role.com | 2 | n/a | n/a | DPoW Attributes | n/a | n/a |  | n/a
Name | default.contact@default.def | 2015-04-14T15:09:04 | unknown | Contact | stage2_civil_engineer@role.com | Stage2_Civil engineer | n/a | n/a | RolePropertySet | n/a | RoleName |  | n/a
Description | default.contact@default.def | 2015-04-14T15:09:04 | unknown | Contact | stage2_civil_engineer@role.com | n/a | n/a | n/a | RolePropertySet | n/a | RoleDescription |  | n/a
Stage | default.contact@default.def | 1900-12-31T23:59:59 | unknown | Contact | stage2_structural_engineer@role.com | 2 | n/a | n/a | DPoW Attributes | n/a | n/a |  | n/a
Name | default.contact@default.def | 2015-04-14T15:09:04 | unknown | Contact | stage2_structural_engineer@role.com | Stage2_Structural engineer | n/a | n/a | RolePropertySet | n/a | RoleName |  | n/a
Description | default.contact@default.def | 2015-04-14T15:09:04 | unknown | Contact | stage2_structural_engineer@role.com | n/a | n/a | n/a | RolePropertySet | n/a | RoleDescription |  | n/a
Stage | default.contact@default.def | 1900-12-31T23:59:59 | unknown | Contact | stage2_cost_consultant@role.com | 2 | n/a | n/a | DPoW Attributes | n/a | n/a |  | n/a
Name | default.contact@default.def | 2015-04-14T15:09:04 | unknown | Contact | stage2_cost_consultant@role.com | Stage2_Cost consultant | n/a | n/a | RolePropertySet | n/a | RoleName |  | n/a
Description | default.contact@default.def | 2015-04-14T15:09:04 | unknown | Contact | stage2_cost_consultant@role.com | n/a | n/a | n/a | RolePropertySet | n/a | RoleDescription |  | n/a
Stage | default.contact@default.def | 1900-12-31T23:59:59 | unknown | Contact | stage2_construction_lead@role.com | 2 | n/a | n/a | DPoW Attributes | n/a | n/a |  | n/a
Name | default.contact@default.def | 2015-04-14T15:09:04 | unknown | Contact | stage2_construction_lead@role.com | Stage2_Construction lead | n/a | n/a | RolePropertySet | n/a | RoleName |  | n/a
Description | default.contact@default.def | 2015-04-14T15:09:04 | unknown | Contact | stage2_construction_lead@role.com | n/a | n/a | n/a | RolePropertySet | n/a | RoleDescription |  | n/a
Stage | default.contact@default.def | 1900-12-31T23:59:59 | unknown | Contact | stage2_health__safety_adviser@role.com | 2 | n/a | n/a | DPoW Attributes | n/a | n/a |  | n/a
Name | default.contact@default.def | 2015-04-14T15:09:04 | unknown | Contact | stage2_health__safety_adviser@role.com | Stage2_Health & safety adviser | n/a | n/a | RolePropertySet | n/a | RoleName |  | n/a
Description | default.contact@default.def | 2015-04-14T15:09:04 | unknown | Contact | stage2_health__safety_adviser@role.com | n/a | n/a | n/a | RolePropertySet | n/a | RoleDescription |  | n/a
Stage | default.contact@default.def | 1900-12-31T23:59:59 | unknown | Contact | stage2_all_additional_project_roles@role.com | 2 | n/a | n/a | DPoW Attributes | n/a | n/a |  | n/a
Name | default.contact@default.def | 2015-04-14T15:09:04 | unknown | Contact | stage2_all_additional_project_roles@role.com | Stage2_All additional project roles | n/a | n/a | RolePropertySet | n/a | RoleName |  | n/a
Description | default.contact@default.def | 2015-04-14T15:09:04 | unknown | Contact | stage2_all_additional_project_roles@role.com | n/a | n/a | n/a | RolePropertySet | n/a | RoleDescription |  | n/a
Stage | default.contact@default.def | 1900-12-31T23:59:59 | unknown | Contact | stage2_all_roles@role.com | 2 | n/a | n/a | DPoW Attributes | n/a | n/a |  | n/a
Name | default.contact@default.def | 2015-04-14T15:09:04 | unknown | Contact | stage2_all_roles@role.com | Stage2_All roles | n/a | n/a | RolePropertySet | n/a | RoleName |  | n/a
Description | default.contact@default.def | 2015-04-14T15:09:04 | unknown | Contact | stage2_all_roles@role.com | n/a | n/a | n/a | RolePropertySet | n/a | RoleDescription |  | n/a
Stage | default.contact@default.def | 1900-12-31T23:59:59 | unknown | Contact | stage3_client@role.com | 3 | n/a | n/a | DPoW Attributes | n/a | n/a |  | n/a
Name | default.contact@default.def | 2015-04-14T15:09:04 | unknown | Contact | stage3_client@role.com | Stage3_Client | n/a | n/a | RolePropertySet | n/a | RoleName |  | n/a
Description | default.contact@default.def | 2015-04-14T15:09:04 | unknown | Contact | stage3_client@role.com | n/a | n/a | n/a | RolePropertySet | n/a | RoleDescription |  | n/a
Stage | default.contact@default.def | 1900-12-31T23:59:59 | unknown | Contact | stage3_project_lead@role.com | 3 | n/a | n/a | DPoW Attributes | n/a | n/a |  | n/a
Name | default.contact@default.def | 2015-04-14T15:09:04 | unknown | Contact | stage3_project_lead@role.com | Stage3_Project lead | n/a | n/a | RolePropertySet | n/a | RoleName |  | n/a
Description | default.contact@default.def | 2015-04-14T15:09:04 | unknown | Contact | stage3_project_lead@role.com | n/a | n/a | n/a | RolePropertySet | n/a | RoleDescription |  | n/a
Stage | default.contact@default.def | 1900-12-31T23:59:59 | unknown | Contact | stage3_lead_designer@role.com | 3 | n/a | n/a | DPoW Attributes | n/a | n/a |  | n/a
Name | default.contact@default.def | 2015-04-14T15:09:04 | unknown | Contact | stage3_lead_designer@role.com | Stage3_Lead designer | n/a | n/a | RolePropertySet | n/a | RoleName |  | n/a
Description | default.contact@default.def | 2015-04-14T15:09:04 | unknown | Contact | stage3_lead_designer@role.com | n/a | n/a | n/a | RolePropertySet | n/a | RoleDescription |  | n/a
Stage | default.contact@default.def | 1900-12-31T23:59:59 | unknown | Contact | stage3_architect@role.com | 3 | n/a | n/a | DPoW Attributes | n/a | n/a |  | n/a
Name | default.contact@default.def | 2015-04-14T15:09:04 | unknown | Contact | stage3_architect@role.com | Stage3_Architect | n/a | n/a | RolePropertySet | n/a | RoleName |  | n/a
Description | default.contact@default.def | 2015-04-14T15:09:04 | unknown | Contact | stage3_architect@role.com | n/a | n/a | n/a | RolePropertySet | n/a | RoleDescription |  | n/a
Stage | default.contact@default.def | 1900-12-31T23:59:59 | unknown | Contact | stage3_building_services_engineer@role.com | 3 | n/a | n/a | DPoW Attributes | n/a | n/a |  | n/a
Name | default.contact@default.def | 2015-04-14T15:09:04 | unknown | Contact | stage3_building_services_engineer@role.com | Stage3_Building services engineer | n/a | n/a | RolePropertySet | n/a | RoleName |  | n/a
Description | default.contact@default.def | 2015-04-14T15:09:04 | unknown | Contact | stage3_building_services_engineer@role.com | n/a | n/a | n/a | RolePropertySet | n/a | RoleDescription |  | n/a
Stage | default.contact@default.def | 1900-12-31T23:59:59 | unknown | Contact | stage3_civil_engineer@role.com | 3 | n/a | n/a | DPoW Attributes | n/a | n/a |  | n/a
Name | default.contact@default.def | 2015-04-14T15:09:04 | unknown | Contact | stage3_civil_engineer@role.com | Stage3_Civil engineer | n/a | n/a | RolePropertySet | n/a | RoleName |  | n/a
Description | default.contact@default.def | 2015-04-14T15:09:04 | unknown | Contact | stage3_civil_engineer@role.com | n/a | n/a | n/a | RolePropertySet | n/a | RoleDescription |  | n/a
Stage | default.contact@default.def | 1900-12-31T23:59:59 | unknown | Contact | stage3_structural_engineer@role.com | 3 | n/a | n/a | DPoW Attributes | n/a | n/a |  | n/a
Name | default.contact@default.def | 2015-04-14T15:09:04 | unknown | Contact | stage3_structural_engineer@role.com | Stage3_Structural engineer | n/a | n/a | RolePropertySet | n/a | RoleName |  | n/a
Description | default.contact@default.def | 2015-04-14T15:09:04 | unknown | Contact | stage3_structural_engineer@role.com | n/a | n/a | n/a | RolePropertySet | n/a | RoleDescription |  | n/a
Stage | default.contact@default.def | 1900-12-31T23:59:59 | unknown | Contact | stage3_cost_consultant@role.com | 3 | n/a | n/a | DPoW Attributes | n/a | n/a |  | n/a
Name | default.contact@default.def | 2015-04-14T15:09:04 | unknown | Contact | stage3_cost_consultant@role.com | Stage3_Cost consultant | n/a | n/a | RolePropertySet | n/a | RoleName |  | n/a
Description | default.contact@default.def | 2015-04-14T15:09:04 | unknown | Contact | stage3_cost_consultant@role.com | n/a | n/a | n/a | RolePropertySet | n/a | RoleDescription |  | n/a
Stage | default.contact@default.def | 1900-12-31T23:59:59 | unknown | Contact | stage3_construction_lead@role.com | 3 | n/a | n/a | DPoW Attributes | n/a | n/a |  | n/a
Name | default.contact@default.def | 2015-04-14T15:09:04 | unknown | Contact | stage3_construction_lead@role.com | Stage3_Construction lead | n/a | n/a | RolePropertySet | n/a | RoleName |  | n/a
Description | default.contact@default.def | 2015-04-14T15:09:04 | unknown | Contact | stage3_construction_lead@role.com | n/a | n/a | n/a | RolePropertySet | n/a | RoleDescription |  | n/a
Stage | default.contact@default.def | 1900-12-31T23:59:59 | unknown | Contact | stage3_health__safety_adviser@role.com | 3 | n/a | n/a | DPoW Attributes | n/a | n/a |  | n/a
Name | default.contact@default.def | 2015-04-14T15:09:04 | unknown | Contact | stage3_health__safety_adviser@role.com | Stage3_Health & safety adviser | n/a | n/a | RolePropertySet | n/a | RoleName |  | n/a
Description | default.contact@default.def | 2015-04-14T15:09:04 | unknown | Contact | stage3_health__safety_adviser@role.com | n/a | n/a | n/a | RolePropertySet | n/a | RoleDescription |  | n/a
Stage | default.contact@default.def | 1900-12-31T23:59:59 | unknown | Contact | stage3_all_roles@role.com | 3 | n/a | n/a | DPoW Attributes | n/a | n/a |  | n/a
Name | default.contact@default.def | 2015-04-14T15:09:04 | unknown | Contact | stage3_all_roles@role.com | Stage3_All roles | n/a | n/a | RolePropertySet | n/a | RoleName |  | n/a
Description | default.contact@default.def | 2015-04-14T15:09:04 | unknown | Contact | stage3_all_roles@role.com | n/a | n/a | n/a | RolePropertySet | n/a | RoleDescription |  | n/a
Stage | default.contact@default.def | 1900-12-31T23:59:59 | unknown | Contact | stage3_all_additional_project_roles@role.com | 3 | n/a | n/a | DPoW Attributes | n/a | n/a |  | n/a
Name | default.contact@default.def | 2015-04-14T15:09:04 | unknown | Contact | stage3_all_additional_project_roles@role.com | Stage3_All additional project roles | n/a | n/a | RolePropertySet | n/a | RoleName |  | n/a
Description | default.contact@default.def | 2015-04-14T15:09:04 | unknown | Contact | stage3_all_additional_project_roles@role.com | n/a | n/a | n/a | RolePropertySet | n/a | RoleDescription |  | n/a
Stage | default.contact@default.def | 1900-12-31T23:59:59 | unknown | Contact | stage4_client@role.com | 4 | n/a | n/a | DPoW Attributes | n/a | n/a |  | n/a
Name | default.contact@default.def | 2015-04-14T15:09:04 | unknown | Contact | stage4_client@role.com | Stage4_Client | n/a | n/a | RolePropertySet | n/a | RoleName |  | n/a
Description | default.contact@default.def | 2015-04-14T15:09:04 | unknown | Contact | stage4_client@role.com | n/a | n/a | n/a | RolePropertySet | n/a | RoleDescription |  | n/a
Stage | default.contact@default.def | 1900-12-31T23:59:59 | unknown | Contact | stage4_project_lead@role.com | 4 | n/a | n/a | DPoW Attributes | n/a | n/a |  | n/a
Name | default.contact@default.def | 2015-04-14T15:09:04 | unknown | Contact | stage4_project_lead@role.com | Stage4_Project lead | n/a | n/a | RolePropertySet | n/a | RoleName |  | n/a
Description | default.contact@default.def | 2015-04-14T15:09:04 | unknown | Contact | stage4_project_lead@role.com | n/a | n/a | n/a | RolePropertySet | n/a | RoleDescription |  | n/a
Stage | default.contact@default.def | 1900-12-31T23:59:59 | unknown | Contact | stage4_lead_designer@role.com | 4 | n/a | n/a | DPoW Attributes | n/a | n/a |  | n/a
Name | default.contact@default.def | 2015-04-14T15:09:04 | unknown | Contact | stage4_lead_designer@role.com | Stage4_Lead designer | n/a | n/a | RolePropertySet | n/a | RoleName |  | n/a
Description | default.contact@default.def | 2015-04-14T15:09:04 | unknown | Contact | stage4_lead_designer@role.com | n/a | n/a | n/a | RolePropertySet | n/a | RoleDescription |  | n/a
Stage | default.contact@default.def | 1900-12-31T23:59:59 | unknown | Contact | stage4_architect@role.com | 4 | n/a | n/a | DPoW Attributes | n/a | n/a |  | n/a
Name | default.contact@default.def | 2015-04-14T15:09:04 | unknown | Contact | stage4_architect@role.com | Stage4_Architect | n/a | n/a | RolePropertySet | n/a | RoleName |  | n/a
Description | default.contact@default.def | 2015-04-14T15:09:04 | unknown | Contact | stage4_architect@role.com | n/a | n/a | n/a | RolePropertySet | n/a | RoleDescription |  | n/a
Stage | default.contact@default.def | 1900-12-31T23:59:59 | unknown | Contact | stage4_building_services_engineer@role.com | 4 | n/a | n/a | DPoW Attributes | n/a | n/a |  | n/a
Name | default.contact@default.def | 2015-04-14T15:09:04 | unknown | Contact | stage4_building_services_engineer@role.com | Stage4_Building services engineer | n/a | n/a | RolePropertySet | n/a | RoleName |  | n/a
Description | default.contact@default.def | 2015-04-14T15:09:04 | unknown | Contact | stage4_building_services_engineer@role.com | n/a | n/a | n/a | RolePropertySet | n/a | RoleDescription |  | n/a
Stage | default.contact@default.def | 1900-12-31T23:59:59 | unknown | Contact | stage4_civil_engineer@role.com | 4 | n/a | n/a | DPoW Attributes | n/a | n/a |  | n/a
Name | default.contact@default.def | 2015-04-14T15:09:04 | unknown | Contact | stage4_civil_engineer@role.com | Stage4_Civil engineer | n/a | n/a | RolePropertySet | n/a | RoleName |  | n/a
Description | default.contact@default.def | 2015-04-14T15:09:04 | unknown | Contact | stage4_civil_engineer@role.com | n/a | n/a | n/a | RolePropertySet | n/a | RoleDescription |  | n/a
Stage | default.contact@default.def | 1900-12-31T23:59:59 | unknown | Contact | stage4_structural_engineer@role.com | 4 | n/a | n/a | DPoW Attributes | n/a | n/a |  | n/a
Name | default.contact@default.def | 2015-04-14T15:09:04 | unknown | Contact | stage4_structural_engineer@role.com | Stage4_Structural engineer | n/a | n/a | RolePropertySet | n/a | RoleName |  | n/a
Description | default.contact@default.def | 2015-04-14T15:09:04 | unknown | Contact | stage4_structural_engineer@role.com | n/a | n/a | n/a | RolePropertySet | n/a | RoleDescription |  | n/a
Stage | default.contact@default.def | 1900-12-31T23:59:59 | unknown | Contact | stage4_cost_consultant@role.com | 4 | n/a | n/a | DPoW Attributes | n/a | n/a |  | n/a
Name | default.contact@default.def | 2015-04-14T15:09:04 | unknown | Contact | stage4_cost_consultant@role.com | Stage4_Cost consultant | n/a | n/a | RolePropertySet | n/a | RoleName |  | n/a
Description | default.contact@default.def | 2015-04-14T15:09:04 | unknown | Contact | stage4_cost_consultant@role.com | n/a | n/a | n/a | RolePropertySet | n/a | RoleDescription |  | n/a
Stage | default.contact@default.def | 1900-12-31T23:59:59 | unknown | Contact | stage4_construction_lead@role.com | 4 | n/a | n/a | DPoW Attributes | n/a | n/a |  | n/a
Name | default.contact@default.def | 2015-04-14T15:09:04 | unknown | Contact | stage4_construction_lead@role.com | Stage4_Construction lead | n/a | n/a | RolePropertySet | n/a | RoleName |  | n/a
Description | default.contact@default.def | 2015-04-14T15:09:04 | unknown | Contact | stage4_construction_lead@role.com | n/a | n/a | n/a | RolePropertySet | n/a | RoleDescription |  | n/a
Stage | default.contact@default.def | 1900-12-31T23:59:59 | unknown | Contact | stage4_contract_administrator@role.com | 4 | n/a | n/a | DPoW Attributes | n/a | n/a |  | n/a
Name | default.contact@default.def | 2015-04-14T15:09:04 | unknown | Contact | stage4_contract_administrator@role.com | Stage4_Contract administrator | n/a | n/a | RolePropertySet | n/a | RoleName |  | n/a
Description | default.contact@default.def | 2015-04-14T15:09:04 | unknown | Contact | stage4_contract_administrator@role.com | n/a | n/a | n/a | RolePropertySet | n/a | RoleDescription |  | n/a
Stage | default.contact@default.def | 1900-12-31T23:59:59 | unknown | Contact | stage4_health__safety_adviser@role.com | 4 | n/a | n/a | DPoW Attributes | n/a | n/a |  | n/a
Name | default.contact@default.def | 2015-04-14T15:09:04 | unknown | Contact | stage4_health__safety_adviser@role.com | Stage4_Health & safety adviser | n/a | n/a | RolePropertySet | n/a | RoleName |  | n/a
Description | default.contact@default.def | 2015-04-14T15:09:04 | unknown | Contact | stage4_health__safety_adviser@role.com | n/a | n/a | n/a | RolePropertySet | n/a | RoleDescription |  | n/a
Stage | default.contact@default.def | 1900-12-31T23:59:59 | unknown | Contact | stage4_all_roles@role.com | 4 | n/a | n/a | DPoW Attributes | n/a | n/a |  | n/a
Name | default.contact@default.def | 2015-04-14T15:09:04 | unknown | Contact | stage4_all_roles@role.com | Stage4_All roles | n/a | n/a | RolePropertySet | n/a | RoleName |  | n/a
Description | default.contact@default.def | 2015-04-14T15:09:04 | unknown | Contact | stage4_all_roles@role.com | n/a | n/a | n/a | RolePropertySet | n/a | RoleDescription |  | n/a
Stage | default.contact@default.def | 1900-12-31T23:59:59 | unknown | Contact | stage4_all_additional_project_roles@role.com | 4 | n/a | n/a | DPoW Attributes | n/a | n/a |  | n/a
Name | default.contact@default.def | 2015-04-14T15:09:04 | unknown | Contact | stage4_all_additional_project_roles@role.com | Stage4_All additional project roles | n/a | n/a | RolePropertySet | n/a | RoleName |  | n/a
Description | default.contact@default.def | 2015-04-14T15:09:04 | unknown | Contact | stage4_all_additional_project_roles@role.com | n/a | n/a | n/a | RolePropertySet | n/a | RoleDescription |  | n/a
Stage | default.contact@default.def | 1900-12-31T23:59:59 | unknown | Contact | stage5_client@role.com | 5 | n/a | n/a | DPoW Attributes | n/a | n/a |  | n/a
Name | default.contact@default.def | 2015-04-14T15:09:04 | unknown | Contact | stage5_client@role.com | Stage5_Client | n/a | n/a | RolePropertySet | n/a | RoleName |  | n/a
Description | default.contact@default.def | 2015-04-14T15:09:04 | unknown | Contact | stage5_client@role.com | n/a | n/a | n/a | RolePropertySet | n/a | RoleDescription |  | n/a
Stage | default.contact@default.def | 1900-12-31T23:59:59 | unknown | Contact | stage5_project_lead@role.com | 5 | n/a | n/a | DPoW Attributes | n/a | n/a |  | n/a
Name | default.contact@default.def | 2015-04-14T15:09:04 | unknown | Contact | stage5_project_lead@role.com | Stage5_Project lead | n/a | n/a | RolePropertySet | n/a | RoleName |  | n/a
Description | default.contact@default.def | 2015-04-14T15:09:04 | unknown | Contact | stage5_project_lead@role.com | n/a | n/a | n/a | RolePropertySet | n/a | RoleDescription |  | n/a
Stage | default.contact@default.def | 1900-12-31T23:59:59 | unknown | Contact | stage5_lead_designer@role.com | 5 | n/a | n/a | DPoW Attributes | n/a | n/a |  | n/a
Name | default.contact@default.def | 2015-04-14T15:09:04 | unknown | Contact | stage5_lead_designer@role.com | Stage5_Lead designer | n/a | n/a | RolePropertySet | n/a | RoleName |  | n/a
Description | default.contact@default.def | 2015-04-14T15:09:04 | unknown | Contact | stage5_lead_designer@role.com | n/a | n/a | n/a | RolePropertySet | n/a | RoleDescription |  | n/a
Stage | default.contact@default.def | 1900-12-31T23:59:59 | unknown | Contact | stage5_architect@role.com | 5 | n/a | n/a | DPoW Attributes | n/a | n/a |  | n/a
Name | default.contact@default.def | 2015-04-14T15:09:04 | unknown | Contact | stage5_architect@role.com | Stage5_Architect | n/a | n/a | RolePropertySet | n/a | RoleName |  | n/a
Description | default.contact@default.def | 2015-04-14T15:09:04 | unknown | Contact | stage5_architect@role.com | n/a | n/a | n/a | RolePropertySet | n/a | RoleDescription |  | n/a
Stage | default.contact@default.def | 1900-12-31T23:59:59 | unknown | Contact | stage5_building_services_engineer@role.com | 5 | n/a | n/a | DPoW Attributes | n/a | n/a |  | n/a
Name | default.contact@default.def | 2015-04-14T15:09:04 | unknown | Contact | stage5_building_services_engineer@role.com | Stage5_Building services engineer | n/a | n/a | RolePropertySet | n/a | RoleName |  | n/a
Description | default.contact@default.def | 2015-04-14T15:09:04 | unknown | Contact | stage5_building_services_engineer@role.com | n/a | n/a | n/a | RolePropertySet | n/a | RoleDescription |  | n/a
Stage | default.contact@default.def | 1900-12-31T23:59:59 | unknown | Contact | stage5_civil_engineer@role.com | 5 | n/a | n/a | DPoW Attributes | n/a | n/a |  | n/a
Name | default.contact@default.def | 2015-04-14T15:09:04 | unknown | Contact | stage5_civil_engineer@role.com | Stage5_Civil engineer | n/a | n/a | RolePropertySet | n/a | RoleName |  | n/a
Description | default.contact@default.def | 2015-04-14T15:09:04 | unknown | Contact | stage5_civil_engineer@role.com | n/a | n/a | n/a | RolePropertySet | n/a | RoleDescription |  | n/a
Stage | default.contact@default.def | 1900-12-31T23:59:59 | unknown | Contact | stage5_structural_engineer@role.com | 5 | n/a | n/a | DPoW Attributes | n/a | n/a |  | n/a
Name | default.contact@default.def | 2015-04-14T15:09:04 | unknown | Contact | stage5_structural_engineer@role.com | Stage5_Structural engineer | n/a | n/a | RolePropertySet | n/a | RoleName |  | n/a
Description | default.contact@default.def | 2015-04-14T15:09:04 | unknown | Contact | stage5_structural_engineer@role.com | n/a | n/a | n/a | RolePropertySet | n/a | RoleDescription |  | n/a
Stage | default.contact@default.def | 1900-12-31T23:59:59 | unknown | Contact | stage5_cost_consultant@role.com | 5 | n/a | n/a | DPoW Attributes | n/a | n/a |  | n/a
Name | default.contact@default.def | 2015-04-14T15:09:04 | unknown | Contact | stage5_cost_consultant@role.com | Stage5_Cost consultant | n/a | n/a | RolePropertySet | n/a | RoleName |  | n/a
Description | default.contact@default.def | 2015-04-14T15:09:04 | unknown | Contact | stage5_cost_consultant@role.com | n/a | n/a | n/a | RolePropertySet | n/a | RoleDescription |  | n/a
Stage | default.contact@default.def | 1900-12-31T23:59:59 | unknown | Contact | stage5_construction_lead@role.com | 5 | n/a | n/a | DPoW Attributes | n/a | n/a |  | n/a
Name | default.contact@default.def | 2015-04-14T15:09:04 | unknown | Contact | stage5_construction_lead@role.com | Stage5_Construction lead | n/a | n/a | RolePropertySet | n/a | RoleName |  | n/a
Description | default.contact@default.def | 2015-04-14T15:09:04 | unknown | Contact | stage5_construction_lead@role.com | n/a | n/a | n/a | RolePropertySet | n/a | RoleDescription |  | n/a
Stage | default.contact@default.def | 1900-12-31T23:59:59 | unknown | Contact | stage5_contract_administrator@role.com | 5 | n/a | n/a | DPoW Attributes | n/a | n/a |  | n/a
Name | default.contact@default.def | 2015-04-14T15:09:04 | unknown | Contact | stage5_contract_administrator@role.com | Stage5_Contract administrator | n/a | n/a | RolePropertySet | n/a | RoleName |  | n/a
Description | default.contact@default.def | 2015-04-14T15:09:04 | unknown | Contact | stage5_contract_administrator@role.com | n/a | n/a | n/a | RolePropertySet | n/a | RoleDescription |  | n/a
Stage | default.contact@default.def | 1900-12-31T23:59:59 | unknown | Contact | stage5_health__safety_adviser@role.com | 5 | n/a | n/a | DPoW Attributes | n/a | n/a |  | n/a
Name | default.contact@default.def | 2015-04-14T15:09:04 | unknown | Contact | stage5_health__safety_adviser@role.com | Stage5_Health & safety adviser | n/a | n/a | RolePropertySet | n/a | RoleName |  | n/a
Description | default.contact@default.def | 2015-04-14T15:09:04 | unknown | Contact | stage5_health__safety_adviser@role.com | n/a | n/a | n/a | RolePropertySet | n/a | RoleDescription |  | n/a
Stage | default.contact@default.def | 1900-12-31T23:59:59 | unknown | Contact | stage5_all_roles@role.com | 5 | n/a | n/a | DPoW Attributes | n/a | n/a |  | n/a
Name | default.contact@default.def | 2015-04-14T15:09:04 | unknown | Contact | stage5_all_roles@role.com | Stage5_All roles | n/a | n/a | RolePropertySet | n/a | RoleName |  | n/a
Description | default.contact@default.def | 2015-04-14T15:09:04 | unknown | Contact | stage5_all_roles@role.com | n/a | n/a | n/a | RolePropertySet | n/a | RoleDescription |  | n/a
Stage | default.contact@default.def | 1900-12-31T23:59:59 | unknown | Contact | stage5_all_additional_project_roles@role.com | 5 | n/a | n/a | DPoW Attributes | n/a | n/a |  | n/a
Name | default.contact@default.def | 2015-04-14T15:09:04 | unknown | Contact | stage5_all_additional_project_roles@role.com | Stage5_All additional project roles | n/a | n/a | RolePropertySet | n/a | RoleName |  | n/a
Description | default.contact@default.def | 2015-04-14T15:09:04 | unknown | Contact | stage5_all_additional_project_roles@role.com | n/a | n/a | n/a | RolePropertySet | n/a | RoleDescription |  | n/a
Stage | default.contact@default.def | 1900-12-31T23:59:59 | unknown | Contact | stage6_client@role.com | 6 | n/a | n/a | DPoW Attributes | n/a | n/a |  | n/a
Name | default.contact@default.def | 2015-04-14T15:09:04 | unknown | Contact | stage6_client@role.com | Stage6_Client | n/a | n/a | RolePropertySet | n/a | RoleName |  | n/a
Description | default.contact@default.def | 2015-04-14T15:09:04 | unknown | Contact | stage6_client@role.com | n/a | n/a | n/a | RolePropertySet | n/a | RoleDescription |  | n/a
Stage | default.contact@default.def | 1900-12-31T23:59:59 | unknown | Contact | stage6_project_lead@role.com | 6 | n/a | n/a | DPoW Attributes | n/a | n/a |  | n/a
Name | default.contact@default.def | 2015-04-14T15:09:04 | unknown | Contact | stage6_project_lead@role.com | Stage6_Project lead | n/a | n/a | RolePropertySet | n/a | RoleName |  | n/a
Description | default.contact@default.def | 2015-04-14T15:09:04 | unknown | Contact | stage6_project_lead@role.com | n/a | n/a | n/a | RolePropertySet | n/a | RoleDescription |  | n/a
Stage | default.contact@default.def | 1900-12-31T23:59:59 | unknown | Contact | stage6_lead_designer@role.com | 6 | n/a | n/a | DPoW Attributes | n/a | n/a |  | n/a
Name | default.contact@default.def | 2015-04-14T15:09:04 | unknown | Contact | stage6_lead_designer@role.com | Stage6_Lead designer | n/a | n/a | RolePropertySet | n/a | RoleName |  | n/a
Description | default.contact@default.def | 2015-04-14T15:09:04 | unknown | Contact | stage6_lead_designer@role.com | n/a | n/a | n/a | RolePropertySet | n/a | RoleDescription |  | n/a
Stage | default.contact@default.def | 1900-12-31T23:59:59 | unknown | Contact | stage6_architect@role.com | 6 | n/a | n/a | DPoW Attributes | n/a | n/a |  | n/a
Name | default.contact@default.def | 2015-04-14T15:09:04 | unknown | Contact | stage6_architect@role.com | Stage6_Architect | n/a | n/a | RolePropertySet | n/a | RoleName |  | n/a
Description | default.contact@default.def | 2015-04-14T15:09:04 | unknown | Contact | stage6_architect@role.com | n/a | n/a | n/a | RolePropertySet | n/a | RoleDescription |  | n/a
Stage | default.contact@default.def | 1900-12-31T23:59:59 | unknown | Contact | stage6_building_services_engineer@role.com | 6 | n/a | n/a | DPoW Attributes | n/a | n/a |  | n/a
Name | default.contact@default.def | 2015-04-14T15:09:04 | unknown | Contact | stage6_building_services_engineer@role.com | Stage6_Building services engineer | n/a | n/a | RolePropertySet | n/a | RoleName |  | n/a
Description | default.contact@default.def | 2015-04-14T15:09:04 | unknown | Contact | stage6_building_services_engineer@role.com | n/a | n/a | n/a | RolePropertySet | n/a | RoleDescription |  | n/a
Stage | default.contact@default.def | 1900-12-31T23:59:59 | unknown | Contact | stage6_civil_engineer@role.com | 6 | n/a | n/a | DPoW Attributes | n/a | n/a |  | n/a
Name | default.contact@default.def | 2015-04-14T15:09:04 | unknown | Contact | stage6_civil_engineer@role.com | Stage6_Civil engineer | n/a | n/a | RolePropertySet | n/a | RoleName |  | n/a
Description | default.contact@default.def | 2015-04-14T15:09:04 | unknown | Contact | stage6_civil_engineer@role.com | n/a | n/a | n/a | RolePropertySet | n/a | RoleDescription |  | n/a
Stage | default.contact@default.def | 1900-12-31T23:59:59 | unknown | Contact | stage6_structural_engineer@role.com | 6 | n/a | n/a | DPoW Attributes | n/a | n/a |  | n/a
Name | default.contact@default.def | 2015-04-14T15:09:04 | unknown | Contact | stage6_structural_engineer@role.com | Stage6_Structural engineer | n/a | n/a | RolePropertySet | n/a | RoleName |  | n/a
Description | default.contact@default.def | 2015-04-14T15:09:04 | unknown | Contact | stage6_structural_engineer@role.com | n/a | n/a | n/a | RolePropertySet | n/a | RoleDescription |  | n/a
Stage | default.contact@default.def | 1900-12-31T23:59:59 | unknown | Contact | stage6_cost_consultant@role.com | 6 | n/a | n/a | DPoW Attributes | n/a | n/a |  | n/a
Name | default.contact@default.def | 2015-04-14T15:09:04 | unknown | Contact | stage6_cost_consultant@role.com | Stage6_Cost consultant | n/a | n/a | RolePropertySet | n/a | RoleName |  | n/a
Description | default.contact@default.def | 2015-04-14T15:09:04 | unknown | Contact | stage6_cost_consultant@role.com | n/a | n/a | n/a | RolePropertySet | n/a | RoleDescription |  | n/a
Stage | default.contact@default.def | 1900-12-31T23:59:59 | unknown | Contact | stage6_construction_lead@role.com | 6 | n/a | n/a | DPoW Attributes | n/a | n/a |  | n/a
Name | default.contact@default.def | 2015-04-14T15:09:04 | unknown | Contact | stage6_construction_lead@role.com | Stage6_Construction lead | n/a | n/a | RolePropertySet | n/a | RoleName |  | n/a
Description | default.contact@default.def | 2015-04-14T15:09:04 | unknown | Contact | stage6_construction_lead@role.com | n/a | n/a | n/a | RolePropertySet | n/a | RoleDescription |  | n/a
Stage | default.contact@default.def | 1900-12-31T23:59:59 | unknown | Contact | stage6_contract_administrator@role.com | 6 | n/a | n/a | DPoW Attributes | n/a | n/a |  | n/a
Name | default.contact@default.def | 2015-04-14T15:09:04 | unknown | Contact | stage6_contract_administrator@role.com | Stage6_Contract administrator | n/a | n/a | RolePropertySet | n/a | RoleName |  | n/a
Description | default.contact@default.def | 2015-04-14T15:09:04 | unknown | Contact | stage6_contract_administrator@role.com | n/a | n/a | n/a | RolePropertySet | n/a | RoleDescription |  | n/a
Stage | default.contact@default.def | 1900-12-31T23:59:59 | unknown | Contact | stage6_health__safety_adviser@role.com | 6 | n/a | n/a | DPoW Attributes | n/a | n/a |  | n/a
Name | default.contact@default.def | 2015-04-14T15:09:04 | unknown | Contact | stage6_health__safety_adviser@role.com | Stage6_Health & safety adviser | n/a | n/a | RolePropertySet | n/a | RoleName |  | n/a
Description | default.contact@default.def | 2015-04-14T15:09:04 | unknown | Contact | stage6_health__safety_adviser@role.com | n/a | n/a | n/a | RolePropertySet | n/a | RoleDescription |  | n/a
Stage | default.contact@default.def | 1900-12-31T23:59:59 | unknown | Contact | stage6_all_additional_project_roles@role.com | 6 | n/a | n/a | DPoW Attributes | n/a | n/a |  | n/a
Name | default.contact@default.def | 2015-04-14T15:09:04 | unknown | Contact | stage6_all_additional_project_roles@role.com | Stage6_All additional project roles | n/a | n/a | RolePropertySet | n/a | RoleName |  | n/a
Description | default.contact@default.def | 2015-04-14T15:09:04 | unknown | Contact | stage6_all_additional_project_roles@role.com | n/a | n/a | n/a | RolePropertySet | n/a | RoleDescription |  | n/a
Stage | default.contact@default.def | 1900-12-31T23:59:59 | unknown | Contact | stage7_client@role.com | 7 | n/a | n/a | DPoW Attributes | n/a | n/a |  | n/a
Name | default.contact@default.def | 2015-04-14T15:09:04 | unknown | Contact | stage7_client@role.com | Stage7_Client | n/a | n/a | RolePropertySet | n/a | RoleName |  | n/a
Description | default.contact@default.def | 2015-04-14T15:09:04 | unknown | Contact | stage7_client@role.com | n/a | n/a | n/a | RolePropertySet | n/a | RoleDescription |  | n/a
Stage | default.contact@default.def | 1900-12-31T23:59:59 | unknown | Contact | stage7_project_lead@role.com | 7 | n/a | n/a | DPoW Attributes | n/a | n/a |  | n/a
Name | default.contact@default.def | 2015-04-14T15:09:04 | unknown | Contact | stage7_project_lead@role.com | Stage7_Project lead | n/a | n/a | RolePropertySet | n/a | RoleName |  | n/a
Description | default.contact@default.def | 2015-04-14T15:09:04 | unknown | Contact | stage7_project_lead@role.com | n/a | n/a | n/a | RolePropertySet | n/a | RoleDescription |  | n/a
Stage | default.contact@default.def | 1900-12-31T23:59:59 | unknown | Contact | stage7_lead_designer@role.com | 7 | n/a | n/a | DPoW Attributes | n/a | n/a |  | n/a
Name | default.contact@default.def | 2015-04-14T15:09:04 | unknown | Contact | stage7_lead_designer@role.com | Stage7_Lead designer | n/a | n/a | RolePropertySet | n/a | RoleName |  | n/a
Description | default.contact@default.def | 2015-04-14T15:09:04 | unknown | Contact | stage7_lead_designer@role.com | n/a | n/a | n/a | RolePropertySet | n/a | RoleDescription |  | n/a
Stage | default.contact@default.def | 1900-12-31T23:59:59 | unknown | Contact | stage7_architect@role.com | 7 | n/a | n/a | DPoW Attributes | n/a | n/a |  | n/a
Name | default.contact@default.def | 2015-04-14T15:09:04 | unknown | Contact | stage7_architect@role.com | Stage7_Architect | n/a | n/a | RolePropertySet | n/a | RoleName |  | n/a
Description | default.contact@default.def | 2015-04-14T15:09:04 | unknown | Contact | stage7_architect@role.com | n/a | n/a | n/a | RolePropertySet | n/a | RoleDescription |  | n/a
Stage | default.contact@default.def | 1900-12-31T23:59:59 | unknown | Contact | stage7_building_services_engineer@role.com | 7 | n/a | n/a | DPoW Attributes | n/a | n/a |  | n/a
Name | default.contact@default.def | 2015-04-14T15:09:04 | unknown | Contact | stage7_building_services_engineer@role.com | Stage7_Building services engineer | n/a | n/a | RolePropertySet | n/a | RoleName |  | n/a
Description | default.contact@default.def | 2015-04-14T15:09:04 | unknown | Contact | stage7_building_services_engineer@role.com | n/a | n/a | n/a | RolePropertySet | n/a | RoleDescription |  | n/a
Stage | default.contact@default.def | 1900-12-31T23:59:59 | unknown | Contact | stage7_civil_engineer@role.com | 7 | n/a | n/a | DPoW Attributes | n/a | n/a |  | n/a
Name | default.contact@default.def | 2015-04-14T15:09:04 | unknown | Contact | stage7_civil_engineer@role.com | Stage7_Civil engineer | n/a | n/a | RolePropertySet | n/a | RoleName |  | n/a
Description | default.contact@default.def | 2015-04-14T15:09:04 | unknown | Contact | stage7_civil_engineer@role.com | n/a | n/a | n/a | RolePropertySet | n/a | RoleDescription |  | n/a
Stage | default.contact@default.def | 1900-12-31T23:59:59 | unknown | Contact | stage7_structural_engineer@role.com | 7 | n/a | n/a | DPoW Attributes | n/a | n/a |  | n/a
Name | default.contact@default.def | 2015-04-14T15:09:04 | unknown | Contact | stage7_structural_engineer@role.com | Stage7_Structural engineer | n/a | n/a | RolePropertySet | n/a | RoleName |  | n/a
Description | default.contact@default.def | 2015-04-14T15:09:04 | unknown | Contact | stage7_structural_engineer@role.com | n/a | n/a | n/a | RolePropertySet | n/a | RoleDescription |  | n/a
Stage | default.contact@default.def | 1900-12-31T23:59:59 | unknown | Contact | stage7_cost_consultant@role.com | 7 | n/a | n/a | DPoW Attributes | n/a | n/a |  | n/a
Name | default.contact@default.def | 2015-04-14T15:09:04 | unknown | Contact | stage7_cost_consultant@role.com | Stage7_Cost consultant | n/a | n/a | RolePropertySet | n/a | RoleName |  | n/a
Description | default.contact@default.def | 2015-04-14T15:09:04 | unknown | Contact | stage7_cost_consultant@role.com | n/a | n/a | n/a | RolePropertySet | n/a | RoleDescription |  | n/a
Stage | default.contact@default.def | 1900-12-31T23:59:59 | unknown | Contact | stage7_construction_lead@role.com | 7 | n/a | n/a | DPoW Attributes | n/a | n/a |  | n/a
Name | default.contact@default.def | 2015-04-14T15:09:04 | unknown | Contact | stage7_construction_lead@role.com | Stage7_Construction lead | n/a | n/a | RolePropertySet | n/a | RoleName |  | n/a
Description | default.contact@default.def | 2015-04-14T15:09:04 | unknown | Contact | stage7_construction_lead@role.com | n/a | n/a | n/a | RolePropertySet | n/a | RoleDescription |  | n/a
Stage | default.contact@default.def | 1900-12-31T23:59:59 | unknown | Contact | stage7_contract_administrator@role.com | 7 | n/a | n/a | DPoW Attributes | n/a | n/a |  | n/a
Name | default.contact@default.def | 2015-04-14T15:09:04 | unknown | Contact | stage7_contract_administrator@role.com | Stage7_Contract administrator | n/a | n/a | RolePropertySet | n/a | RoleName |  | n/a
Description | default.contact@default.def | 2015-04-14T15:09:04 | unknown | Contact | stage7_contract_administrator@role.com | n/a | n/a | n/a | RolePropertySet | n/a | RoleDescription |  | n/a
Stage | default.contact@default.def | 1900-12-31T23:59:59 | unknown | Contact | stage7_health__safety_adviser@role.com | 7 | n/a | n/a | DPoW Attributes | n/a | n/a |  | n/a
Name | default.contact@default.def | 2015-04-14T15:09:04 | unknown | Contact | stage7_health__safety_adviser@role.com | Stage7_Health & safety adviser | n/a | n/a | RolePropertySet | n/a | RoleName |  | n/a
Description | default.contact@default.def | 2015-04-14T15:09:04 | unknown | Contact | stage7_health__safety_adviser@role.com | n/a | n/a | n/a | RolePropertySet | n/a | RoleDescription |  | n/a
Stage | default.contact@default.def | 1900-12-31T23:59:59 | unknown | Contact | stage7_all_additional_project_roles@role.com | 7 | n/a | n/a | DPoW Attributes | n/a | n/a |  | n/a
Name | default.contact@default.def | 2015-04-14T15:09:04 | unknown | Contact | stage7_all_additional_project_roles@role.com | Stage7_All additional project roles | n/a | n/a | RolePropertySet | n/a | RoleName |  | n/a
Description | default.contact@default.def | 2015-04-14T15:09:04 | unknown | Contact | stage7_all_additional_project_roles@role.com | n/a | n/a | n/a | RolePropertySet | n/a | RoleDescription |  | n/a

## Coordinate
Name | CreatedBy | CreatedOn | Category | SheetName | RowName | CoordinateXAxis | CoordinateYAxis | CoordinateZAxis | ExtSystem | ExtObject | ExtIdentifier | ClockwiseRotation | ElevationalRotation | YawRotation

## Issue
Name | CreatedBy | CreatedOn | Type | Risk | Chance | Impact | SheetName1 | RowName1 | SheetName2 | RowName2 | Description | Owner | Mitigation | ExtSystem | ExtObject | ExtIdentifier | ProjectStages
5.010 Respond to queries raised by Project Lead or Contract Administrator | default.contact@default.def | 1900-12-31T23:59:59 | unknown | n/a | n/a | n/a | Document | Respond to queries raised by Project Lead or Contract Administrator | n/a | n/a | n/a | noname.nosurname@_not_decided_.com | n/a | DPoW | n/a | ec211461-034c-4bf1-a3a8-a36f712c002a | n/a
5.020 Manage implementation of Handover Strategy | default.contact@default.def | 1900-12-31T23:59:59 | unknown | n/a | n/a | n/a | Document | Manage implementation of Handover Strategy | n/a | n/a | n/a | noname.nosurname@_not_decided_.com | n/a | DPoW | n/a | 770034e4-2f39-4fab-9eb2-68f207581736 | n/a
5.030 Review and update Project Execution Plan | default.contact@default.def | 1900-12-31T23:59:59 | unknown | n/a | n/a | n/a | Document | Review and update Project Execution Plan | n/a | n/a | n/a | noname.nosurname@_not_decided_.com | n/a | DPoW | n/a | 2fb5128d-9f57-4191-a3bb-680ee38ed5e0 | n/a
5.040 Comment on Construction Programme | default.contact@default.def | 1900-12-31T23:59:59 | unknown | n/a | n/a | n/a | Document | Comment on Construction Programme | n/a | n/a | n/a | noname.nosurname@_not_decided_.com | n/a | DPoW | n/a | 0d61c81a-d162-4195-8757-a5b5fe9ce412 | n/a
5.050 Monitor and review progress and performance of project team | default.contact@default.def | 1900-12-31T23:59:59 | unknown | n/a | n/a | n/a | Document | Monitor and review progress and performance of project team | n/a | n/a | n/a | noname.nosurname@_not_decided_.com | n/a | DPoW | n/a | d70a37ca-d0bb-4a49-a1dc-d0b378980b87 | n/a
5.270 Check design sustainabilty assessment. | default.contact@default.def | 1900-12-31T23:59:59 | unknown | n/a | n/a | n/a | Document | Check design sustainabilty assessment. | n/a | n/a | n/a | noname.nosurname@_not_decided_.com | n/a | DPoW | n/a | 1822f4ac-44a9-4140-b6fe-66366e8d70cb | n/a
5.280 Check sustainabilty procedures. | default.contact@default.def | 1900-12-31T23:59:59 | unknown | n/a | n/a | n/a | Document | Check sustainabilty procedures. | n/a | n/a | n/a | noname.nosurname@_not_decided_.com | n/a | DPoW | n/a | 020bd84b-f73e-4dde-beb9-f5514d68e057 | n/a
5.290 Review handover strategy. | default.contact@default.def | 1900-12-31T23:59:59 | unknown | n/a | n/a | n/a | Document | Review handover strategy. | n/a | n/a | n/a | noname.nosurname@_not_decided_.com | n/a | DPoW | n/a | 39b489e2-322f-42a0-87ed-41f1cdad728b | n/a
5.300 Check contractor's interim testing and monitoring. | default.contact@default.def | 1900-12-31T23:59:59 | unknown | n/a | n/a | n/a | Document | Check contractor's interim testing and monitoring. | n/a | n/a | n/a | noname.nosurname@_not_decided_.com | n/a | DPoW | n/a | ff7f0b8c-5ee4-45eb-b1c9-673d8a0d5c82 | n/a
5.310 Check non technical user guide. | default.contact@default.def | 1900-12-31T23:59:59 | unknown | n/a | n/a | n/a | Document | Check non technical user guide. | n/a | n/a | n/a | noname.nosurname@_not_decided_.com | n/a | DPoW | n/a | 4df9707c-9622-4613-bb1a-6fdaa30174b9 | n/a
5.320 Check 'as-constructed information. | default.contact@default.def | 1900-12-31T23:59:59 | unknown | n/a | n/a | n/a | Document | Check 'as-constructed information. | n/a | n/a | n/a | noname.nosurname@_not_decided_.com | n/a | DPoW | n/a | de2de171-73ce-450b-a0ef-610144f3e2ef | n/a
5.370 Exchange 'As constructed' information. | default.contact@default.def | 1900-12-31T23:59:59 | unknown | n/a | n/a | n/a | Document | Exchange 'As constructed' information. | n/a | n/a | n/a | noname.nosurname@_not_decided_.com | n/a | DPoW | n/a | 8f8aaf09-699d-4c25-bb21-9a03a79d5484 | n/a
5.380 Undertake UK government information exchange. | default.contact@default.def | 1900-12-31T23:59:59 | unknown | n/a | n/a | n/a | Document | Undertake UK government information exchange. | n/a | n/a | n/a | noname.nosurname@_not_decided_.com | n/a | DPoW | n/a | e68be41c-49a2-4451-b013-1ba3c2113ac2 | n/a
5.060 Carry out site inspections and review. | default.contact@default.def | 1900-12-31T23:59:59 | unknown | n/a | n/a | n/a | Document | Carry out site inspections and review. (0) | n/a | n/a | n/a | noname.nosurname@_not_decided_.com | n/a | DPoW | n/a | 1bacacf8-02db-48d9-9756-fa4de790904b | n/a
5.070 Respond to site queries related to co-ordination or integration | default.contact@default.def | 1900-12-31T23:59:59 | unknown | n/a | n/a | n/a | Document | Respond to site queries related to co-ordination or integration | n/a | n/a | n/a | noname.nosurname@_not_decided_.com | n/a | DPoW | n/a | 2888c517-33b7-4bd9-8c02-bae9ee7e9338 | n/a
5.080 Carry out site inspections and review. | default.contact@default.def | 1900-12-31T23:59:59 | unknown | n/a | n/a | n/a | Document | Carry out site inspections and review. (1) | n/a | n/a | n/a | noname.nosurname@_not_decided_.com | n/a | DPoW | n/a | e0ccd201-adfc-4598-96ef-ae7953e694ae | n/a
5.090 Respond to site queries. | default.contact@default.def | 1900-12-31T23:59:59 | unknown | n/a | n/a | n/a | Document | Respond to site queries. (0) | n/a | n/a | n/a | noname.nosurname@_not_decided_.com | n/a | DPoW | n/a | c507f7f8-87c9-4a20-a439-e6319e6dbb57 | n/a
5.100 Prepare 'As Constructed' Information | default.contact@default.def | 1900-12-31T23:59:59 | unknown | n/a | n/a | n/a | Document | Prepare 'As Constructed' Information (0) | n/a | n/a | n/a | noname.nosurname@_not_decided_.com | n/a | DPoW | n/a | 5b90541a-9fa4-479f-82d8-f7e7fad5384a | n/a
5.110 Carry out site inspections and review. | default.contact@default.def | 1900-12-31T23:59:59 | unknown | n/a | n/a | n/a | Document | Carry out site inspections and review. (2) | n/a | n/a | n/a | noname.nosurname@_not_decided_.com | n/a | DPoW | n/a | 93dd3042-4be8-4495-aa79-98480f650466 | n/a
5.120 Respond to site queries. | default.contact@default.def | 1900-12-31T23:59:59 | unknown | n/a | n/a | n/a | Document | Respond to site queries. (1) | n/a | n/a | n/a | noname.nosurname@_not_decided_.com | n/a | DPoW | n/a | 14762719-217c-4925-8d2d-e53876743bda | n/a
5.130 Prepare 'As Constructed' Information | default.contact@default.def | 1900-12-31T23:59:59 | unknown | n/a | n/a | n/a | Document | Prepare 'As Constructed' Information (1) | n/a | n/a | n/a | noname.nosurname@_not_decided_.com | n/a | DPoW | n/a | 34821117-2b29-43ac-bbac-e93db98205d0 | n/a
5.140 Carry out site inspections and review. | default.contact@default.def | 1900-12-31T23:59:59 | unknown | n/a | n/a | n/a | Document | Carry out site inspections and review. (3) | n/a | n/a | n/a | noname.nosurname@_not_decided_.com | n/a | DPoW | n/a | fbc206e7-ca1b-4e2d-b6fe-f0a6840af2c1 | n/a
5.150 Respond to site queries. | default.contact@default.def | 1900-12-31T23:59:59 | unknown | n/a | n/a | n/a | Document | Respond to site queries. (2) | n/a | n/a | n/a | noname.nosurname@_not_decided_.com | n/a | DPoW | n/a | 18b16f09-49bb-451b-b68b-16fcc3636cec | n/a
5.160 Prepare 'As Constructed' Information | default.contact@default.def | 1900-12-31T23:59:59 | unknown | n/a | n/a | n/a | Document | Prepare 'As Constructed' Information (2) | n/a | n/a | n/a | noname.nosurname@_not_decided_.com | n/a | DPoW | n/a | 5672f6e6-80a4-4872-8b70-f1851711a338 | n/a
5.170 Carry out site inspections and review. | default.contact@default.def | 1900-12-31T23:59:59 | unknown | n/a | n/a | n/a | Document | Carry out site inspections and review. (4) | n/a | n/a | n/a | noname.nosurname@_not_decided_.com | n/a | DPoW | n/a | 020b53be-f3b3-4f3f-8588-ad743c4bdf6b | n/a
5.180 Respond to site queries. | default.contact@default.def | 1900-12-31T23:59:59 | unknown | n/a | n/a | n/a | Document | Respond to site queries. (3) | n/a | n/a | n/a | noname.nosurname@_not_decided_.com | n/a | DPoW | n/a | 33f565fe-ff57-4b43-9a71-0e1f0078b66d | n/a
5.190 Prepare 'As Constructed' Information. | default.contact@default.def | 1900-12-31T23:59:59 | unknown | n/a | n/a | n/a | Document | Prepare 'As Constructed' Information. | n/a | n/a | n/a | noname.nosurname@_not_decided_.com | n/a | DPoW | n/a | 893c2f12-9a05-48e0-8b94-54042b66c3bf | n/a
5.200 Prepare valuations in accordance with Building Contract. | default.contact@default.def | 1900-12-31T23:59:59 | unknown | n/a | n/a | n/a | Document | Prepare valuations in accordance with Building Contract. | n/a | n/a | n/a | noname.nosurname@_not_decided_.com | n/a | DPoW | n/a | ee016a3e-5c55-4e17-8d46-cd7b6a38c78a | n/a
5.210 Update Construction Strategy. | default.contact@default.def | 1900-12-31T23:59:59 | unknown | n/a | n/a | n/a | Document | Update Construction Strategy. | n/a | n/a | n/a | noname.nosurname@_not_decided_.com | n/a | DPoW | n/a | 41555d79-659b-4266-a822-8f1d2ab875a4 | n/a
5.220 Administer Building Contract . | default.contact@default.def | 1900-12-31T23:59:59 | unknown | n/a | n/a | n/a | Document | Administer Building Contract . | n/a | n/a | n/a | noname.nosurname@_not_decided_.com | n/a | DPoW | n/a | def878a5-d3b2-4394-9149-55ac93df3d39 | n/a
5.230 Manage Change Control process. | default.contact@default.def | 1900-12-31T23:59:59 | unknown | n/a | n/a | n/a | Document | Manage Change Control process. | n/a | n/a | n/a | noname.nosurname@_not_decided_.com | n/a | DPoW | n/a | aff6dc6f-14b9-42db-a409-ddb217904ef3 | n/a
5.240 Co-ordinate site inspections. | default.contact@default.def | 1900-12-31T23:59:59 | unknown | n/a | n/a | n/a | Document | Co-ordinate site inspections. | n/a | n/a | n/a | noname.nosurname@_not_decided_.com | n/a | DPoW | n/a | c6be8103-cef7-4a70-baac-25357fe0fa24 | n/a
5.252 Update Health and Safety Strategy. | default.contact@default.def | 1900-12-31T23:59:59 | unknown | n/a | n/a | n/a | Document | Update Health and Safety Strategy. | n/a | n/a | n/a | noname.nosurname@_not_decided_.com | n/a | DPoW | n/a | 089fe40e-f410-42e9-bd4c-88617679a188 | n/a
5.260 Review 'As Constructed' Information. | default.contact@default.def | 1900-12-31T23:59:59 | unknown | n/a | n/a | n/a | Document | Review 'As Constructed' Information. | n/a | n/a | n/a | noname.nosurname@_not_decided_.com | n/a | DPoW | n/a | 879fc1c5-6627-429d-842d-15906798af1c | n/a
5.330 Contribute to Health Safety Strategy. | default.contact@default.def | 1900-12-31T23:59:59 | unknown | n/a | n/a | n/a | Document | Contribute to Health Safety Strategy. | n/a | n/a | n/a | noname.nosurname@_not_decided_.com | n/a | DPoW | n/a | de644429-a9c6-4331-be1e-0aa3dbce9c5b | n/a
5.340 Provide information for and contribute to contents of Project Execution Plan. | default.contact@default.def | 1900-12-31T23:59:59 | unknown | n/a | n/a | n/a | Document | Provide information for and contribute to contents of Project Execution Plan. | n/a | n/a | n/a | noname.nosurname@_not_decided_.com | n/a | DPoW | n/a | 07f4d800-e934-4f05-b7c2-15cbbc310f59 | n/a
5.350 Liaise with project Lead. | default.contact@default.def | 1900-12-31T23:59:59 | unknown | n/a | n/a | n/a | Document | Liaise with project Lead. | n/a | n/a | n/a | noname.nosurname@_not_decided_.com | n/a | DPoW | n/a | baa798d1-f47e-4f97-ae3c-a0af7d4d9eac | n/a
5.360 Provide information. | default.contact@default.def | 1900-12-31T23:59:59 | unknown | n/a | n/a | n/a | Document | Provide information. | n/a | n/a | n/a | noname.nosurname@_not_decided_.com | n/a | DPoW | n/a | 7d064d6e-1d5e-4cee-b4a1-4d91444dbd2a | n/a

## PickLists
ApprovalBy | AreaUnits | AssetType | Category-Facility | Category-Space | Category-Element | Category-Product | Category-Role | CoordinateSheet | ConnectionType | CoordinateType | DocumentType | DurationUnit | FloorType | IssueCategory | IssueChance | IssueImpact | IssueRisk | JobStatusType | JobType | ResourceType | SheetType | SpareType | StageType | ZoneType | LinearUnits | VolumeUnits | CostUnit | AssemblyType | ImpactType | ImpactStage | ImpactUnit | AttributeUnit | Category-Phase | DPoW
Owner Approval | squarefeet | Fixed | D : Facilities | Sp : Spaces | Ss : Systems | Pr : Products | C : Management | Component | Control | point | Preconstruction Submittals | as required | Site | Change | Has Occurred | Very High | Very High | Not Yet Started | Adjustment | Labor | Attribute | Part | As Built | Circulation Zone | inches | cubicfeet | Dollars | Fixed | Cost | production | currency | enumeration | CIC 1 : Brief | Client
Contractor Certified | squaremiles | Moveable | D1 : Utilities civil engineering facilities | Sp_20 : Administrative, Commercial And Protective Service Spaces | Ss_15 : Preparatory Systems | Pr_15 : Preparatory Products | C1 : Management theory systems and activities | Floor | Flow | line-end-one | Shop Drawings | day | Floor | Claim | High | High | High | Started | Calibration | Material | Component | PartSet | Submitted | Lighting Zone | feet | cubicmeters | Euros | Optional | ClimateChange | installation | kg | logical | CIC 2 : Concept | Role
Information Only | squaremeters |  | D11 : Rail transport facilities | Sp_20_10 : Legislative Spaces | Ss_15_10 : Preparation Systems | Pr_15_21 : Preparatory Products-tempxxx | C11 : Corporate strategy | Space | Return | line-end-two | Product Data | minute | Roof | Coordination | Moderate | Moderate | Moderate | Completed | Emergency | Tools | Connection | Lubricant | Approved | Fire Alarm Zone | miles |  | Pounds | Included | PrimaryEnergyConsumption | maintenance | MJ | boolean | CIC 3 : Design Development
| squarekilometers |  | D111 : Conventional heavy railways | Sp_20_10_15 : Council Chambers | Ss_15_10_14 : Cofferdam Systems | Pr_15_21_13 : Preparatory Products-tempxxx | C111 : Corporate policy mission statements |  | Supply | box-lowerleft | Samples | month |  | Environmental | Low | Low | Low |  | Inspection | Training | Coordinate | Other | Exact Requirement | Historical Preservation Zone | millimeters |  | GBP | Excluded | WaterConsumption | replacement | cubicmeters | % | CIC 4 : Production Information
|  |  | D1111 : Standard main line railways | Sp_20_10_33 : Galleries To Council Chambers | Ss_15_10_16 : Construction Waste Disposal Systems | Pr_15_21_13_11 : Calcium Chloride | C112 : Corporate planning |  | Structural | box-upperright | Design Data | quarter |  | Function | Unknown | Unknown | Unknown |  | Operation |  | Document | Spare | Maximum Requirement | Occupancy Zone | meters |  |  | Layer | HazardousWaste | use | Pounds | A | CIC 5 : Constructed Information
|  |  | D1112 : High speed railways | Sp_20_10_34 : Galleries To Parliamentary Chambers | Ss_15_10_20 : Demolition Systems | Pr_15_21_13_12 : Calcium Magnesium Acetate | C113 : Corporate development |  |  |  | Test Reports | week |  | IndoorAirQuality |  |  |  |  | PM |  | Facility | SpareSet | Minimum Requirement | Ventilation Zone | kilometers |  |  | Patch | NonHazardousWaste | reuse |  | cubicfeet | CIC 6 : Handover
|  |  | D1113 : Suburban heavy railways secondary lines branch lines | Sp_20_10_60 : Parliamentary Chambers | Ss_15_10_20_20 : Deconstruction Systems | Pr_15_21_13_50 : Magnesium Chloride | C12 : Quality management |  |  |  | Certificates | year |  | Installation |  |  |  |  | Safety |  | Floor |  | Requirement |  |  |  |  | Mix | AtmosphericAcidification |  |  | cubicmeters | CIC 6A : Post fit-out Handover
|  |  | D1114 : Goods railways | Sp_20_20 : Institutional Administrative Spaces | Ss_15_10_20_25 : Demolition Systems | Pr_15_21_13_65 : Potassium Acetate | C121 : Total quality management (TQM) |  |  |  | Manufacturer Instructions |  |  | RFI |  |  |  |  | ShutDown |  | Issue |  | unknown | [5 empty] | RenewableEnergyConsumption |  |  | Degrees | CIC 7 : Post Practical Completion
|  |  | D112 : Underground railways light rail transit systems | Sp_20_20_07 : Benefit Offices | Ss_15_10_24 : Dredging Systems | Pr_15_21_13_66 : Potassium Chloride | C122 : Management control |  |  |  | Manufacturer Field Reports |  |  | Safety |  |  |  |  | StartUp |  | Job | [7 empty] | NonRenewableEnergyConsumption |  |  | Dollars | GRIP 1 : Output definition
|  |  | D1121 : Underground railways | Sp_20_20_40 : Individual Institutional Offices | Ss_15_10_26 : Embankment Systems | Pr_15_21_13_81 : Sodium Acetate | C123 : Quality assurance |  |  |  | Operation and Maintenance |  |  | Specification |  |  |  |  | Testing |  | Resource | [7 empty] | ResourceDepletion |  |  | each | GRIP 2 : Pre-feasibility
|  |  | D1122 : Light rail transit running on existing British Rail tracks | Sp_20_20_42 : Institutional Cashiers | Ss_15_10_28 : Embedded Retaining Wall Systems | Pr_15_21_13_82 : Sodium Chloride | C13 : Security industrial espionage trade secrets |  |  |  | Closeout Submittals |  |  | unknown |  |  |  |  | Trouble |  | Space | [7 empty] | InertWaste |  |  | Euros | GRIP 3 : Options selection
|  |  | D1123 : Light rail transit running on special tracks | Sp_20_20_43 : Institutional Word Processing Pools | Ss_15_10_28_15 : Contiguous Bored Pile Embedded Retaining Wall Systems | Pr_15_31 : Formless Preparatory Products | C14 : Objective setting |  |  |  | Contract Drawings | [9 empty] | Spare | [7 empty] | RadioactiveWaste |  |  | feet | GRIP 4 : Single option development
|  |  | D1124 : Light rail transit and trams running largely on-street | Sp_20_20_44 : Job Centre Spaces | Ss_15_10_28_20 : Diaphragm Embedded Retaining Wall Systems | Pr_15_31_04 : Applied Cleaning And Repair Treatments | C15 : Decision making |  |  |  | Design Review Comment | [9 empty] | System | [7 empty] | StratosphericOzoneLayerDestruction |  |  | Gal | GRIP 5 : Detailed design
|  |  | D113 : Other railways cable transport guided vehicle systems | Sp_20_20_59 : Open-Plan Institutional Offices | Ss_15_10_28_25 : Driven Pile Embedded Retaining Wall Systems | Pr_15_31_04_06 : Biocidal Cleaning Solutions | C16 : Problem solving |  |  |  | Specifications | [9 empty] | Type | [7 empty] | PhotochemicalOzoneFormation |  |  | gph | GRIP 6 : Construction, testing and commissioning
|  |  | D1131 : Mountain and steep gradient railways | Sp_20_20_65 : Press Rooms | Ss_15_10_28_30 : Embedded Retaining Wall Systems | Pr_15_31_04_12 : Chemical Poultices | C17 : Co-ordination |  |  |  | Request for Information | [9 empty] | Zone | [7 empty] | Eutrophication |  |  | gpm | GRIP 7 : Scheme handback
|  |  | D11311 : Rack railways | Sp_20_20_77 : Shared Institutional Offices | Ss_15_10_28_45 : King Post (bored) Embedded Retaining Wall Systems | Pr_15_31_04_13 : Cleaning Agents | C18 : Appraisal assessment |  |  |  | Client Requirements | [9 empty] | Contact | [10 empty] | hp | GRIP 8 : Project close out
|  |  | D11312 : Cable railways | Sp_20_20_96 : War Rooms | Ss_15_10_28_50 : King Post (driven) Embedded Retaining Wall Systems | Pr_15_31_04_14 : Concrete Surface Retarders | C181 : SWOT analysis |  |  |  | Contract Specifications | [20 empty] | inches | OGC Gateways : 5 onwards
|  |  | D11313 : Funicular railways | Sp_20_30 : Secular Representative Spaces | Ss_15_10_28_80 : Secant Pile Embedded Retaining Wall Systems | Pr_15_31_04_15 : Concrete Treatment Surface And Injection Chemicals | C19 : Other |  |  |  | Contract Drawings | [20 empty] | kg | OGC Gateways : between 0 and 1
|  |  | D11314 : Adhesion railways | Sp_20_30_16 : Consulate Reception Rooms | Ss_15_10_28_85 : Steel Sheet Pile Embedded Retaining Wall Systems | Pr_15_31_04_20 : Curing Compounds | C191 : Delegation of authority |  |  |  | Requests for Information | [20 empty] | kilometers | OGC Gateways : between 1 and 2
|  |  | D1132 : Guideway-based rail transport overhead railways | Sp_20_30_27 : Embassy Reception Rooms | Ss_15_10_30 : Excavating And Filling Systems | Pr_15_31_04_34 : Graffiti-Removing Chemicals | C192 : Ethics responsibility conduct |  |  |  | Contract Modifications | [20 empty] | kW | OGC Gateways : between 2 and 3
|  |  | D11321 : Monorails (overhead) | Sp_20_30_37 : High Commission Reception Rooms | Ss_15_10_30_25 : Earthworks Excavating Systems | Pr_15_31_04_53 : Mould Removers | C193 : Awards |  |  |  | Punch List Items | [20 empty] | lbs | OGC Gateways : between 3 and 4
|  |  | D11322 : Magnetic levitation transport | Sp_20_30_47 : Legation Reception Rooms | Ss_15_10_30_27 : Earthworks Filling Systems | Pr_15_31_04_60 : Paint Strippers | C2 : Management personnel |  |  |  | unknown | [20 empty] | meters | OGC Gateways : between 4 and 5
|  |  | D11323 : Telpher lines | Sp_20_30_60 : Passport Offices | Ss_15_10_30_29 : Earthworks Filling Systems Around Trees | Pr_15_31_04_64 : Plain Poultices | C21 : Top management directors partners | [24 empty] | miles | RIBA 2010 A : Appraisal
|  |  | D1133 : Light railways | Sp_20_30_63 : Pedestrian Security Check Points | Ss_15_10_30_31 : Earthworks Filling Systems Behind Retaining Walls | Pr_15_31_04_77 : Shampoos | C211 : President | [24 empty] | millimeters | RIBA 2010 B : Strategic Briefing
|  |  | D1134 : Narrow-gauge railways | Sp_20_30_95 : Vehicular Security Check Points | Ss_15_10_30_33 : Erosion Control Systems | Pr_15_31_04_81 : Solvents | C212 : Chairman | [24 empty] | MJ | RIBA 2010 C : Outline Proposals
|  |  | D1136 : Cable transport | Sp_20_35 : Religious Representative Spaces | Ss_15_10_30_65 : Puddled Clay Lining Systems | Pr_15_31_04_84 : Spot-Removing Chemicals | C213 : Chief executive | [24 empty] | Pounds | RIBA 2010 D : Detailed Proposals
|  |  | D11361 : Cableways | Sp_20_35_71 : Religious Representative Reception Rooms | Ss_15_10_30_90 : Topsoil Filling Systems | Pr_15_31_04_85 : Sugar Soaps | C214 : Managing director | [24 empty] | psi | RIBA 2010 E : Final Proposals
|  |  | D11361 : Industrial non-passenger cable transport | Sp_20_40 : Financial Spaces | Ss_15_10_32 : Gravity Retaining Wall Systems | Pr_15_31_04_86 : Surface Cleaners | C215 : Partner | [24 empty] | squarefeet | RIBA 2010 F : Production Information
|  |  | D11362 : Aerial ropeways and tramways | Sp_20_40_06 : Banking Halls | Ss_15_10_32_10 : Caged Rock Unit Retaining Wall Systems | Pr_15_31_12 : Chemical Soil Stabilisers | C216 : Other executive director | [24 empty] | squarekilometers | RIBA 2010 G : Tender Documentation
|  |  | D11363 : Cable telphers | Sp_20_40_07 : Bank Teller Spaces | Ss_15_10_32_15 : Crib Retaining Wall Systems | Pr_15_31_12_42 : Injectable Resinous Soils Stabilisers | C217 : Non-executive director | [24 empty] | squaremeters | RIBA 2010 H : Tender Action
|  |  | D11364 : Cable car transport | Sp_20_40_19 : Currency Exchange Booths | Ss_15_10_32_25 : Drystack Masonry Unit Retaining Wall Systems | Pr_15_31_13 : Chlorides And Acetates | C22 : Other levels of management | [24 empty] | squaremiles | RIBA 2010 J : Mobilisation
|  |  | D11364 : Passenger cable transport ski-lifts | Sp_20_40_22 : Dealers Desks | Ss_15_10_32_50 : Masonry Retaining Wall Systems | Pr_15_31_26 : Earth And Fill Materials | C3 : Type of business and organisation | [24 empty] | tonne | RIBA 2010 K : Construction to Practical Completion
|  |  | D11365 : Chairlifts | Sp_20_40_75 : Safe Deposit Rooms | Ss_15_10_32_70 : Reinforced Concrete Stem Wall Retaining Wall Systems | Pr_15_31_26_07 : Bentonite | C31 : Organisations by scale and location | [24 empty] | tons | RIBA 2010 L : After Practical Completion
|  |  | D11366 : Tow lifts | Sp_20_40_90 : Trading Floors | Ss_15_10_32_75 : Reinforced Earth Retaining Wall Systems | Pr_15_31_26_13 : Chalk | C311 : International multinational | [24 empty] | UK gallon | RIBA Stage A : Inception
|  |  | D1137 : Automated guided vehicle systems | Sp_20_40_94 : Vaults | Ss_15_10_32_90 : Timber Retaining Wall Systems | Pr_15_31_26_14 : Clays | C312 : European | [24 empty] | US gallon | RIBA Stage B : Feasibility
|  |  | D1139 : Other | Sp_20_50 : Administrative Spaces | Ss_15_10_35 : Ground Stabilization Systems | Pr_15_31_26_15 : Coarse No Fines Rubble Fill Materials | C313 : UK | [24 empty] | V | RIBA Stage C : Outline design
|  |  | D11391 : Non-suspended monorail systems | Sp_20_50_11 : Caretaker Offices | Ss_15_10_45 : Landfill Systems | Pr_15_31_26_26 : Earths | C314 : National organisations operating in countries other than the UK | [24 empty] | W | RIBA Stage D : Scheme design
|  |  | D114 : Embarkation facilities for rail transport | Sp_20_50_28 : Executive Offices | Ss_15_10_70 : Rock Stabilization Systems | Pr_15_31_26_33 : Graded Granular Fill Materials | C315 : Regional organisations | [24 empty] | n/a | RIBA Stage E : Detail design
|  |  | D1141 : Railway stations passenger terminals | Sp_20_50_30 : Filing Rooms | Ss_15_10_75 : Site Clearance Systems | Pr_15_31_26_34 : Graded Natural Granular Fill Materials | C316 : Local organisations | [25 empty] | RIBA Stage F : Construction design
|  |  | D1142 : Goods terminals | Sp_20_50_42 : Individual Offices | Ss_15_10_76 : Site Waste Disposal Systems | Pr_15_31_26_35 : Graded Recycled Granular Fill Materials | C32 : Private enterprises | [25 empty] | RIBA Stage GHJK : Implementation
|  |  | D1143 : Halts stops | Sp_20_50_59 : Open-Plan Offices | Ss_15_10_78 : Slurry Wall Systems | Pr_15_31_26_36 : Hardcores | C321 : Sole ownerships | [25 empty] | RIBA Stage L : Completion
|  |  | D1144 : Platforms | Sp_20_50_64 : Photocopying Rooms | Ss_15_10_80 : Soil Nailing Systems | Pr_15_31_26_37 : Highways Agency Unbound Mixtures Type 1 | C322 : Partnerships
|  |  | D1145 : Station halls | Sp_20_50_77 : Shared Commercial Offices | Ss_15_10_80_80 : Soil Nailing Systems | Pr_15_31_26_38 : Highways Agency Unbound Mixtures Type 2 | C323 : Professional firms consultants
|  |  | D1146 : Ticket offices | Sp_20_50_80 : Stationery Stores | Ss_15_10_85 : Structure Moving Systems | Pr_15_31_26_39 : Highways Agency Unbound Mixtures Type 3 | C324 : Limited companies
|  |  | D1147 : Forecourts | Sp_20_50_96 : Word Processing Pools | Ss_15_10_90 : Tunnel And Shaft Excavating And Filling Systems | Pr_15_31_26_40 : Highways Agency Unbound Mixtures Type 4 | C325 : Joint stock companies
|  |  | D1149 : Other embarkation facilities for rail transport | Sp_20_50_97 : Workstations | Ss_15_30 : Remediation Systems | Pr_15_31_26_41 : Hoggins | C326 : Co-operative associations
|  |  | D115 : Permanent way and track | Sp_20_55 : Design Spaces | Ss_15_30_07 : Bioremediation Systems | Pr_15_31_26_46 : Landscape Area Fill Materials | C327 : Conglomerate companies
|  |  | D1151 : Plain line | Sp_20_55_04 : Art And Design Studios | Ss_15_30_09 : Building Fabric Remediation Systems | Pr_15_57 : Non-Rigid Sheet, Mat And Strip Preparatory Products | C328 : Business consortia
|  |  | D1152 : Switches | Sp_20_55_23 : Drawing Offices | Ss_15_30_10 : Building Services Remediation Systems | Pr_15_57_33 : Geosynthetics | C329 : Agencies
|  |  | D1153 : Junctions | Sp_20_60 : Motor Vehicle Sale, Maintenance And Fuel Spaces | Ss_15_30_12 : Ceramics Repair And Renovation Systems | Pr_15_57_33_06 : Bentonite Clay Liners | C33 : Mixed enterprises and partnerships
|  |  | D1154 : Sidings | Sp_20_60_11 : Car Washes | Ss_15_30_15 : Concrete And Masonry Cleaning Systems | Pr_15_57_33_07 : Biodegradable Flax Geotextiles | C331 : Mixed enterprises
|  |  | D1155 : Level crossings | Sp_20_60_50 : Motor Cycle Maintenance Shops | Ss_15_30_15_15 : Concrete Cleaning Systems | Pr_15_57_33_08 : Bituminous Felt Geotextiles | C332 : Public and private partnerships
|  |  | D116 : Rail vehicle control facilities | Sp_20_60_51 : Motor Cycle Parts And Accessories Shops | Ss_15_30_15_50 : Masonry Cleaning Systems | Pr_15_57_33_09 : Butyl Rubber Geomembranes | C34 : Government and related organisations
|  |  | D1161 : Signal boxes | Sp_20_60_52 : Motor Cycle Showrooms | Ss_15_30_17 : Concrete Repair And Renovation Systems | Pr_15_57_33_12 : Chlorinated Polyethylene (PE-C) Geomembranes | C341 : Central government
|  |  | D1162 : Signals | Sp_20_60_53 : Motor Vehicle Maintenance Shops | Ss_15_30_17_10 : Bonded Steel Plate Repair Systems | Pr_15_57_33_13 : Chlorosulfonated Polyethylene (PE-CS) Geomembranes | C342 : Local government
|  |  | D1164 : Marshalling yards | Sp_20_60_54 : Motor Vehicle Parts And Accessories Shops | Ss_15_30_17_12 : Concrete Crack Repair Or Filling Systems | Pr_15_57_33_27 : Ethylene Propylene Diene Monomer (EPDM) Geomembranes | C3421 : Professional departments within local government
|  |  | D1165 : Railway relay buildings | Sp_20_60_55 : Motor Vehicle Showrooms | Ss_15_30_17_14 : Concrete Mortar Or Overlay Systems | Pr_15_57_33_30 : Foamed Aminoplastic Resin Moisture Retention Mats | C34211 : Local authority architects
|  |  | D1166 : Railway lineside staff accommodation | Sp_20_60_62 : Petrol Station Air And Water Points | Ss_15_30_17_16 : Concrete Protective Coating Systems | Pr_15_57_33_31 : Geocomposite Drainage Sheets | C34212 : Local authority engineers
|  |  | D117 : Rail vehicle storage and repair facilities | Sp_20_60_64 : Petrol Station Forecourts | Ss_15_30_17_18 : Concrete Repair Systems | Pr_15_57_33_32 : Geocomposite Gas Venting Layers | C34213 : Local authority surveyors
|  |  | D1171 : Service inspection sheds | Sp_20_60_66 : Petrol Station Tanks Areas | Ss_15_30_17_85 : Sprayed Concrete Repair Systems | Pr_15_57_33_33 : Geocomposite Membranes | C34214 : Local authority planners
|  |  | D1172 : Repair sheds | Sp_20_62 : Commercial Wholesale Spaces | Ss_15_30_22 : Decontamination And Remediation Systems | Pr_15_57_33_34 : Geocomposite Studded Sheets | C3422 : Direct works organisations
|  |  | D1173 : Bogie drop buildings | Sp_20_62_03 : Alcoholic Beverages Market Spaces | Ss_15_30_32 : Fungus And Beetle Eradication Systems | Pr_15_57_33_35 : Geomats | C35 : Public enterprises
|  |  | D1174 : Wheel lathes | Sp_20_62_10 : Buildersâ€™ Merchant Shop Floors | Ss_15_30_32_05 : Beetle Eradication Systems | Pr_15_57_33_36 : Geonets | C351 : Nationalised firms
|  |  | D1175 : Carriage cleaning facilities | Sp_20_62_14 : Clothing Showrooms | Ss_15_30_32_15 : Combined Treatment Systems | Pr_15_57_33_37 : Geosynthetic Clay Liners (GCLs) | C352 : Public corporations
|  |  | D119 : Other rail transport facilities | Sp_20_62_21 : Dairy Market Spaces | Ss_15_30_32_35 : Hot Air Treatment Systems | Pr_15_57_33_38 : Glass Fibre Tissue Geotextiles | C353 : State enterprises
|  |  | D12 : Road transport facilities | Sp_20_62_29 : Factory Machinery Showrooms | Ss_15_30_32_50 : Masonry Fungus Treatment Systems | Pr_15_57_33_39 : High-Density Polyethylene (PE-HD) Geogrids | C354 : The armed forces
|  |  | D121 : Motorways | Sp_20_62_30 : Fish Market Spaces | Ss_15_30_32_90 : Timber Fungus Treatment Systems | Pr_15_57_33_40 : High-Density Polyethylene (PE-HD) Geomembranes | C355 : Civil service
|  |  | D122 : Other motor roads | Sp_20_62_31 : Flower Market Spaces | Ss_15_30_33 : Glass Repair And Renovation Systems | Pr_15_57_33_44 : Jute Geotextiles | C356 : Police service
|  |  | D1221 : Primary roads other than motorways | Sp_20_62_32 : Fruit And Vegetable Market Spaces | Ss_15_30_34 : Ground Gas Collection And Venting Systems | Pr_15_57_33_47 : Low-Density Polyethylene (PE-LD) Geomembranes | C359 : Other
|  |  | D12211 : Trunk roads | Sp_20_62_34 : Grains Market Spaces | Ss_15_30_34_34 : Ground Gas Collection And Venting Systems | Pr_15_57_33_56 : Needle-Punched Nonwoven Geotextiles | C36 : Non-profit-making organisations charities
|  |  | D1222 : Secondary roads minor roads | Sp_20_62_36 : Hardware, Plumbing And Heating Showrooms | Ss_15_30_35 : Ground Improvement Systems | Pr_15_57_33_57 : Plastics Geocellular Drainage Mats | C37 : Industrial and commercial associations
|  |  | D1223 : By-passes loop roads ring roads radial roads | Sp_20_62_37 : Heavy Machinery Showrooms | Ss_15_30_40 : Infrastructure Remediation Systems | Pr_15_57_33_58 : Polyacrylonitrile (PAN) Water Retention Geotextiles | C371 : Trade associations
|  |  | D1224 : Access roads drives approach roads culs-de-sac | Sp_20_62_38 : Household Goods Showrooms | Ss_15_30_50 : Masonry Repair And Renovation Systems | Pr_15_57_33_59 : Polyamide Water Retention Geotextiles | C372 : Research organisations
|  |  | D1225 : Single and dual carriageway roads grade separated roads | Sp_20_62_47 : Livestock Auction Rooms | Ss_15_30_50_50 : Masonry Repair Systems | Pr_15_57_33_60 : Polyester (PET) Filter Geotextiles | C373 : Employers associations
|  |  | D12251 : Single carriageway roads | Sp_20_62_48 : Livestock Pens | Ss_15_30_52 : Metal Repair And Renovation Systems | Pr_15_57_33_61 : Polyester (PET) Geocells | C374 : Professional associations
|  |  | D12252 : Dual carriageway roads | Sp_20_62_52 : Meat Market Spaces | Ss_15_30_55 : Mortar Repair And Renovation Systems | Pr_15_57_33_62 : Polyester (PET) Geogrids | C375 : Special interest groups
|  |  | D12253 : Grade separated roads | Sp_20_62_58 : Office Equipment Showrooms | Ss_15_30_55_53 : Mortar Joint Repair Systems | Pr_15_57_33_63 : Polyethylene (PE) Filter Geotextiles | C376 : Trade unions
|  |  | D1229 : Other types of motor roads | Sp_20_62_65 : Plumbersâ€™ Merchant Shop Floors | Ss_15_30_55_55 : Mortar Repointing Systems | Pr_15_57_33_64 : Polyethylene (PE) Geocells | C38 : Construction industry
|  |  | D123 : Roads other than motor roads | Sp_20_62_78 : Skins And Hides Market Spaces | Ss_15_30_65 : Plastics Repair And Renovation Systems | Pr_15_57_33_65 : Polypropylene (PP) Filter Geotextiles | C381 : General
|  |  | D1231 : Pedestrian streets | Sp_20_62_82 : Spice Market Spaces | Ss_15_30_80 : Site Remediation Systems | Pr_15_57_33_66 : Polypropylene (PP) Geocells | C3811 : General (non-discipline-related)
|  |  | D1232 : Cycle tracks | Sp_20_62_89 : Toys And Games Showrooms | Ss_15_30_85 : Sprayed Concrete Repair Systems | Pr_15_57_33_67 : Polypropylene (PP) Geomembranes | C382 : Clients managers
|  |  | D1233 : Bridleways | Sp_20_62_96 : Waste And Scrap Yards | Ss_15_30_90 : Timber Repair And Renovation Systems | Pr_15_57_33_68 : Polypropylene (PP) Water Retention Geotextiles | C3821 : Clients
|  |  | D1234 : Footpaths (field paths footways paths) towpaths | Sp_20_64 : Commercial Retail Spaces | Ss_15_30_90_82 : Timber End Repair Lap Systems | Pr_15_57_33_69 : Polyvinylidene Fluoride (PVDF) Hydrophilic Geotextiles | C3822 : Project managers
|  |  | D1238 : Other types of road | Sp_20_64_02 : Antiques Shop Floors | Ss_15_30_90_84 : Timber Joint Strengthening Systems | Pr_15_57_33_70 : Polyvinylidene Fluoride (PVDF) Hydrophobic Geomembranes | C3823 : Facilities managers
|  |  | D124 : Embarkation facilities for road transport | Sp_20_64_04 : Art Auction Rooms | Ss_15_30_90_86 : Timber Section Repair External Splice Systems | Pr_15_57_33_85 : Spun-Bonded Polypropylene (PP) Weed Suppression Membranes | C383 : Architectural and general designers and consultants
|  |  | D1241 : Coach stations | Sp_20_64_06 : Beauty Salons | Ss_15_30_90_88 : Timber Section Repair Internal Reinforcement Systems | Pr_15_57_33_88 : Thermally-Bonded Nonwoven Geotextiles | C3831 : Architects
|  |  | D1242 : Bus stations | Sp_20_64_07 : Bicycle Parts And Accessories Shop Floors | Ss_15_30_90_90 : Timber Section Strengthening External Reinforcement Systems | Pr_15_57_33_97 : Woven Polypropylene (PP) Weed Suppression Membranes | C3832 : Interior designers
|  |  | D1243 : Bus stops and shelters | Sp_20_64_08 : Booking Halls | Ss_15_30_90_92 : Timber Section Strengthening Internal Reinforcement Systems | Pr_15_71 : Rigid Board, Panel And Sheet Preparatory Products | C3833 : Landscape architects
|  |  | D125 : Car parks parking facilities | Sp_20_64_12 : Checkout Points | Ss_15_50 : Survey Systems | Pr_15_71_90 : Trench Boards And Sheets | C3834 : Building surveyors
|  |  | D1251 : Underground car parks | Sp_20_64_14 : Coal Yards | Ss_15_50_02 : Above-Ground Services Survey Systems | Pr_15_71_90_90 : Trench Boards | C3839 : Other
|  |  | D1252 : Surface car parks street parking | Sp_20_64_16 : Collection Rooms | Ss_15_50_04 : Aerospace Survey Systems | Pr_15_71_90_91 : Trench Sheets | C384 : Civil and structural engineering designers and consultants
|  |  | D1253 : Multi-storey car parks | Sp_20_64_18 : Commercial Art Galleries | Ss_15_50_06 : Aquatic Survey Systems | Pr_15_93 : Unit Preparatory Products | C3841 : Structural engineers
|  |  | D1254 : Car ramps | Sp_20_64_20 : Commercial Cashiers | Ss_15_50_08 : Archaeological Survey Systems | Pr_15_93_30 : Fill Blocks | C3842 : Road engineers
|  |  | D126 : Road vehicle service storage and repair facilities | Sp_20_64_22 : Department Store Shop Floors | Ss_15_50_08_03 : Archaeological Building Investigation Systems | Pr_15_93_30_28 : Expanded Polystyrene (EPS) Fill Blocks | C3843 : Maritime engineers
|  |  | D1261 : Service stations and petrol stations | Sp_20_64_27 : Equipment Service Stores | Ss_15_50_08_05 : Archaeological Site Investigation Systems | Pr_20 : Structure And General Products | C3844 : Water engineers
|  |  | D12611 : Petrol stations without major shops and catering facilities | Sp_20_64_29 : Factory Retail Rooms | Ss_15_50_10 : Below-Ground Services Survey Systems | Pr_20_29 : Fastener Products | C3849 : Other
|  |  | D12612 : Major service stations with major shops and catering facilities | Sp_20_64_30 : Fitting Rooms | Ss_15_50_12 : Building Services Survey Systems | Pr_20_29_03 : Anchors And Components | C385 : Services engineering designers and consultants
|  |  | D12613 : Car washes | Sp_20_64_31 : Florist Shop Floors | Ss_15_50_25 : Elemental And Specialist Investigation Systems | Pr_20_29_03_04 : Anchor Blocks | C3851 : Electrical engineers
|  |  | D1262 : Spare parts and accessories shops | Sp_20_64_32 : Food And Drink Kiosks | Ss_15_50_25_10 : Building Survey Systems | Pr_20_29_03_05 : Anchor Rails | C3852 : Telecommunications engineers
|  |  | D1263 : Showrooms | Sp_20_64_33 : Food Shop Floors | Ss_15_50_25_15 : Concealed Elements Survey Systems | Pr_20_29_03_11 : Carbon Steel Chemical Anchor Rods | C3853 : Mechanical engineers
|  |  | D1264 : Repair and maintenance facilities repair shops | Sp_20_64_34 : Furniture Auction Rooms | Ss_15_50_25_17 : Concrete Cover Survey Systems | Pr_20_29_03_12 : Carbon Steel Chemical Anchor Sockets | C38531 : Heating and ventilation engineers
|  |  | D12641 : Inspection pits | Sp_20_64_36 : Haircutting Salons | Ss_15_50_25_20 : Damp Ingress And Excess Moisture Survey Systems | Pr_20_29_03_13 : Carbon Steel Post Base Plates | C3854 : Public health engineers
|  |  | D12642 : Degreasing and lubricating and body building units | Sp_20_64_42 : Indoor Market Stalls | Ss_15_50_25_25 : Doors, Windows And Glazing Survey Systems | Pr_20_29_03_14 : Carbon Steel Post Spikes | C3855 : Acoustic engineers
|  |  | D1265 : Garages (commercial and large-scale) | Sp_20_64_45 : Key Cutting Booths | Ss_15_50_25_50 : Metalwork Survey Systems | Pr_20_29_03_15 : Cavity Anchors | C3856 : Lighting engineers
|  |  | D127 : Traffic calming constructions road vehicle control facilities | Sp_20_64_50 : Mail Order Sorting Rooms | Ss_15_50_25_85 : Stone, Masonry And Brick Survey Systems | Pr_20_29_03_16 : Chemical Anchor Capsules | C3859 : Other
|  |  | D128 : Carriageways paved parts etc. | Sp_20_64_56 : Newsagent Kiosks | Ss_15_50_25_90 : Timber Decay And Infestation Survey Systems | Pr_20_29_03_17 : Chemical Anchor Cartridges | C386 : Other technical consultants
|  |  | D1281 : Carriageways | Sp_20_64_59 : Outdoor Market Stalls | Ss_15_50_25_95 : Voids And Cracks Survey Systems | Pr_20_29_03_28 : Expansion Anchors | C3861 : Town and country planners
|  |  | D12811 : Traffic lanes | Sp_20_64_77 : Shoe Repair Booths | Ss_15_50_30 : Flora And Fauna Survey Systems | Pr_20_29_03_31 : Framing Anchors | C3862 : Building control officers
|  |  | D12812 : Junctions and intersections | Sp_20_64_78 : Shopping Arcades (circulation Spaces) | Ss_15_50_30_05 : Arboricultural Survey Systems | Pr_20_29_03_32 : Framing Fasteners | C3863 : Geographic information system (GIS) engineers and land surveyors
|  |  | D1282 : Other paved parts | Sp_20_64_79 : Show Rooms | Ss_15_50_30_25 : Ecological Building Survey Systems | Pr_20_29_03_33 : Ground Anchor Heads | C3864 : Quantity surveyors cost engineers
|  |  | D12821 : Slipways | Sp_20_64_85 : Supermarket Shop Floors | Ss_15_50_30_27 : Ecological Site Survey Systems | Pr_20_29_03_34 : Ground Plate Anchors | C3865 : Health and safety and environmental consultants
|  |  | D12822 : Lay-bys and drive-ins passing places | Sp_20_64_88 : Temporary Food And Drink Kiosks | Ss_15_50_30_40 : Invasive Species Survey Systems | Pr_20_29_03_35 : Grouted Ground Anchors | C3866 : Transportation planners
|  |  | D12823 : Skid pads | Sp_20_64_93 : Utilities Service Spaces | Ss_15_50_33 : Geochemical Survey Systems | Pr_20_29_03_36 : Hammer-In Fasteners | C3867 : Design audit consultants
|  |  | D12824 : Hardstandings hard shoulders | Sp_20_65 : Postal Communications Spaces | Ss_15_50_35 : Geometric Survey Systems | Pr_20_29_03_44 : J-Pins | C3869 : Other
|  |  | D12825 : Pavements and sidewalks | Sp_20_65_48 : Lookout Galleries | Ss_15_50_35_50 : Measured And Metric Survey Systems | Pr_20_29_03_66 : Prestressing Anchors | C387 : Legal and financial and management consultants
|  |  | D12826 : Refuges and islands | Sp_20_65_50 : Mail Rooms | Ss_15_50_35_90 : Topographic Survey Systems | Pr_20_29_03_72 : Rock Bolts | C3871 : Legal consultants
|  |  | D12827 : Crossings | Sp_20_65_60 : Parcel Offices | Ss_15_50_37 : Geophysical Survey Systems | Pr_20_29_03_73 : Rock Anchors | C3872 : Financial and leasing consultants
|  |  | D12829 : Other | Sp_20_65_62 : Post Office Box Rooms | Ss_15_50_39 : Hazardous Material Survey Systems | Pr_20_29_03_79 : Socket Anchors | C3873 : Insurance consultants
|  |  | D1283 : Crash barriers central reservations | Sp_20_65_64 : Post Office Counter Spaces | Ss_15_50_39_05 : Asbestos Survey Systems | Pr_20_29_03_80 : Solar Module Roof Anchors | C3874 : Management consultants
|  |  | D1284 : Other non-paved parts | Sp_20_65_66 : Post Office Queuing Areas | Ss_15_50_39_45 : Lead Paint Survey Systems | Pr_20_29_03_81 : Sprayed Concrete Anchor Studs | C3879 : Other
|  |  | D12841 : Verges soft shoulders | Sp_20_65_68 : Postal Sorting Offices | Ss_15_50_39_70 : Radon And Hazardous Ground Gases Survey Systems | Pr_20_29_03_82 : Sprayed Concrete Ties | C388 : Contractors
|  |  | D13 : Water transport and protection facilities | Sp_20_70 : Military Spaces | Ss_15_50_41 : Historic Survey Systems | Pr_20_29_03_83 : Stainless Steel Chemical Anchor Rods | C3881 : Contractors
|  |  | D131 : Ship sheltering and berthing facilities harbours docks | Sp_20_70_02 : Air Raid Shelters | Ss_15_50_41_25 : Ecclesiastical Inspection Survey Systems | Pr_20_29_03_84 : Stainless Steel Chemical Anchor Sockets | C3882 : Sub-contractors
|  |  | D1311 : Breakwaters harbour walls pierheads | Sp_20_70_04 : Arms Depots | Ss_15_50_41_35 : Historic Building Survey Systems | Pr_20_29_03_85 : Stainless Steel Glass Block Panel Anchors | C389 : Manufacturers suppliers other
|  |  | D1312 : Jetties piers landing stages | Sp_20_70_09 : Bomb Shelters | Ss_15_50_41_37 : Historic Site Survey Systems | Pr_20_29_03_86 : Structural Anchors | C3891 : Manufacturers
|  |  | D1313 : Docks | Sp_20_70_27 : Emergency Bunkers | Ss_15_50_60 : Performance Survey Systems | Pr_20_29_03_88 : Threaded Anchors | C3892 : Distributors and suppliers
|  |  | D13131 : Wet docks | Sp_20_70_29 : Fallout Shelters | Ss_15_50_60_02 : Access Audit Systems | Pr_20_29_03_92 : Undercut Anchors | C3893 : Importers
|  |  | D13132 : Dry docks | Sp_20_70_31 : Firing Ranges | Ss_15_50_60_04 : Acoustics And Noise Transfer Survey Systems | Pr_20_29_03_97 : Wedge Anchors | C3899 : Other
|  |  | D13133 : Floating docks | Sp_20_70_52 : Military Camps | Ss_15_50_60_06 : Air Tightness Survey Systems | Pr_20_29_06 : Bearings | C39 : Other types of organisation
|  |  | D13134 : Dock walls | Sp_20_70_54 : Military Parade Grounds | Ss_15_50_60_26 : Energy Assessment Survey Systems | Pr_20_29_06_29 : Flexure Bearings | C391 : Industries other than construction
|  |  | D13135 : Entrances and locks | Sp_20_70_88 : Test Ranges | Ss_15_50_60_28 : Environmental Assessment Survey Systems | Pr_20_29_06_30 : Fluid Linear Bearings | C392 : Temporary organisations
|  |  | D13136 : Lock gates and caissons | Sp_20_70_90 : Training Buildings | Ss_15_50_60_30 : Fire Separation Survey Systems | Pr_20_29_06_31 : Fluid Rotating Bearings | C393 : Miscellaneous organisations
|  |  | D13137 : Slipways | Sp_20_70_91 : Training Grounds | Ss_15_50_60_75 : Security Audit Systems | Pr_20_29_06_44 : Jewel Bearings | C394 : Small businesses
|  |  | D13138 : Pumping stations for docks | Sp_20_80 : Law Enforcement And Judicial Spaces | Ss_15_50_60_85 : Structural Appraisal Systems | Pr_20_29_06_46 : Linear Ball Bearings | C395 : Large businesses
|  |  | D1314 : Quays wharves | Sp_20_80_15 : Court Rooms | Ss_15_50_70 : Rail Track Survey Systems | Pr_20_29_06_47 : Linear Rod Bearings | C4 : Specialist areas of management
|  |  | D1315 : Gangways | Sp_20_80_28 : Evidence Rooms | Ss_15_50_72 : Road And Bridge Survey Systems | Pr_20_29_06_50 : Magnetic Linear Bearings | C41 : Management of office services
|  |  | D1317 : Rope guiding and fixing devices | Sp_20_80_37 : Holding Cells | Ss_15_50_75 : Site Investigation Systems | Pr_20_29_06_51 : Magnetic Rotating Bearings | C411 : Switchboard services
|  |  | D1318 : Mooring facilities (for light craft) | Sp_20_80_41 : Judgesâ€™ Benches | Ss_15_50_75_30 : Geoenvironmental Exploratory Investigation Systems | Pr_20_29_06_62 : Plain Linear Bearings | C412 : Reception services
|  |  | D132 : Port facilities ports | Sp_20_80_42 : Judgesâ€™ Chambers | Ss_15_50_75_32 : Geoenvironmental Ground Investigation Systems | Pr_20_29_06_63 : Plain Rotating Bearings | C413 : Commissionaire security services
|  |  | D1321 : Cargo storage facilities | Sp_20_80_44 : Jury Boxes | Ss_15_50_75_34 : Geotechnical Ground Investigation Systems | Pr_20_29_06_71 : Rotating Ball Bearings | C414 : Secretarial services
|  |  | D1322 : Cargo loading and unloading facilities | Sp_20_80_45 : Jury Rooms | Ss_15_50_75_36 : Geotechnical Substructure Investigation Systems | Pr_20_29_06_72 : Rotating Rod Bearings | C415 : Mail management
|  |  | D1323 : Passenger embarkation facilities | Sp_20_80_68 : Public Galleries | Ss_15_50_75_65 : Preliminary Investigation Systems | Pr_20_29_06_73 : Rotating Thrust Ball Bearings | C416 : Reprography
|  |  | D1324 : Boat storage repair facilities | Sp_20_80_77 : Secure Interview Rooms | Ss_15_50_77 : Site Survey Systems | Pr_20_29_06_74 : Rotating Thrust Rod Bearings | C4161 : Photocopying duplicating
|  |  | D1325 : Port services facilities | Sp_20_80_97 : Witness Stands | Ss_15_50_77_05 : Assessment Survey Systems | Pr_20_29_08 : Bolts | C4162 : Printing
|  |  | D1329 : Other port facilities | Sp_20_85 : Detention Spaces | Ss_15_50_77_65 : Preliminary Survey Systems | Pr_20_29_08_04 : Anchor Bolts | C417 : Records management
|  |  | D133 : Boat control facilities general | Sp_20_85_15 : Communal Inmate Dayrooms | Ss_15_50_95 : Waterway And Harbour Survey Systems | Pr_20_29_08_08 : Bolt Boxes | C4171 : Control of office documents collating filing
|  |  | D1331 : Channel dredging | Sp_20_85_22 : Detention Cells | Ss_15_95 : Temporary Works Systems | Pr_20_29_08_11 : Carriage (coach) Bolts | C4172 : Stationery forms
|  |  | D1332 : Channel demarcation | Sp_20_85_28 : Exercise Yards | Ss_15_95_15 : Temporary Preparatory Works Systems | Pr_20_29_08_26 : Elevator Bolts | C4173 : Office library management and operations
|  |  | D13321 : Marking buoys | Sp_20_85_35 : Guard Stations | Ss_15_95_20 : Temporary Whole-Entity Structural Works Systems | Pr_20_29_08_27 : Eye Bolts | C419 : Other
|  |  | D13322 : Audible marking devices | Sp_20_85_38 : Holding Cells | Ss_15_95_20_30 : Flying Shores Systems | Pr_20_29_08_28 : Expanding Bolts | C42 : Marketing selling
|  |  | D13323 : Radio and radar systems | Sp_20_85_59 : Open Secure Visiting Rooms | Ss_15_95_20_32 : Framed Retention Structure Systems | Pr_20_29_08_35 : Gutter Bolts | C421 : General marketing activities
|  |  | D13324 : Lighthouses light-beacons and light-vessels | Sp_20_85_66 : Private Secure Visiting Rooms | Ss_15_95_20_70 : Raking Shores Systems | Pr_20_29_08_36 : Hanger Bolts | C4211 : Marketing research survey techniques
|  |  | D13325 : Other demarcation systems | Sp_20_85_95 : Vehicle Impound Yards | Ss_15_95_20_72 : Retention Structure Systems | Pr_20_29_08_37 : Hex Bolts | C4212 : Audit and assessment
|  |  | D1333 : Coastguard and lifeboat stations | Sp_20_87 : Security Spaces | Ss_15_95_20_75 : Scaffold Retention Structure Systems | Pr_20_29_08_38 : Holding Down Bolt Assemblies | C4213 : Forecasting
|  |  | D134 : Canals | Sp_20_87_06 : Bag Search Counter | Ss_15_95_25 : Temporary Wall And Barrier Works Systems | Pr_20_29_08_42 : Indented Bolts | C4214 : Strategy establishment
|  |  | D1341 : Pounds | Sp_20_87_32 : Frisking Area | Ss_15_95_30 : Temporary Roof, Floor And Paving Works Systems | Pr_20_29_08_44 : J-Bolts (hook Bolts) | C4215 : Policy making and operation
|  |  | D1342 : Summit canals | Sp_20_87_63 : Pedestrian Security Check | Ss_15_95_35 : Temporary Fixed Access, Tunnel, Shaft, Vessel And Tower Works Systems | Pr_20_29_08_46 : Lag Bolts | C422 : Marketing concepts and systems
|  |  | D1343 : Winding holes | Sp_20_87_76 : Security Screen Area | Ss_15_95_40 : Temporary Signage And FfandE Works Systems | Pr_20_29_08_66 : Preloaded Bolt Assemblies | C4221 : The marketing mix
|  |  | D1344 : Canal linings | Sp_20_87_86 : Strip Search Room | Ss_15_95_45 : Temporary Flora And Fauna Works Systems | Pr_20_29_08_76 : Sex Bolts And Mating Screws | C4222 : Marketing models
|  |  | D1345 : Locks | Sp_20_87_95 : Vehicular Security Check | Ss_15_95_45_85 : Spoil Heap Temporary Crop Systems | Pr_20_29_08_78 : Shoulder Bolts | C4223 : Marketing information systems
|  |  | D1346 : Lock gates | Sp_20_90 : Fire And Rescue Spaces | Ss_15_95_45_90 : Topsoil Heap Temporary Crop Systems | Pr_20_29_08_92 : U-Bolts | C4224 : Marketing ethics
|  |  | D1347 : Lock chambers | Sp_20_90_27 : Emergency Communications Rooms | Ss_15_95_50 : Temporary Disposal Works Systems | Pr_20_29_14 : Clips And Clamps | C423 : Promotion
|  |  | D1349 : Other | Sp_20_90_28 : Emergency Vehicle Standing Areas | Ss_15_95_50-xx : Dewatering Systems | Pr_20_29_14_13 : Circlips | C4231 : Advertising
|  |  | D136 : Offshore structures platforms | Sp_20_90_30 : Fire Refuge Spaces | Ss_15_95_55 : Temporary Piped Supply Works Systems | Pr_20_29_14_16 : Colour Pipe Clips | C4232 : Publicity
|  |  | D1361 : Fixed offshore structures | Sp_20_90_31 : Fire Training Tower Spaces | Ss_15_95_55-xx : Tunnelling Compressed Air Systems | Pr_20_29_14_22 : Deck Board Clips | C4233 : Public relations
|  |  | D13611 : Compliant offshore structures | Sp_20_90_71 : Rescue Gear Stores | Ss_15_95_60 : Temporary Heating, Cooling And Refrigeration Works Systems | Pr_20_29_14_24 : Drainage Pipe Clips | C4234 : Exhibitions of work
|  |  | D13612 : Gravity platforms | Sp_20_95 : Reception Spaces | Ss_15_95_65 : Temporary Ventilation And Air Conditioning Works Systems | Pr_20_29_14_28 : Earthing And Bonding Clamps | C4235 : Media planning
|  |  | D1362 : Mobile offshore structures | Sp_20_95_72 : Reception Areas | Ss_15_95_70 : Temporary Electrical Works Systems | Pr_20_29_14_30 : Fence Panel Clips | C4236 : Press releases
|  |  | D13621 : Jack-up structures | Sp_20_95_73 : Reception Counter Spaces | Ss_15_95_75 : Temporary Communications, Security, Safety, Control And Protection Works Systems | Pr_20_29_14_31 : Floor Clips | C4237 : Promotional publications
|  |  | D13622 : Semi-submersible structures | Sp_20_95_96 : Waiting Rooms | Ss_15_95_80 : Temporary Transport Works Systems | Pr_20_29_14_32 : Frame Clamps | C4238 : Presentations
|  |  | D1363 : Drilling platforms | Sp_25 : Cultural, Educational, Scientific And Information Spaces | Ss_15_95_80-xx : Access Road Systems | Pr_20_29_14_33 : Glass Clamps | C4239 : Workshops seminars conferences
|  |  | D1364 : Production platforms | Sp_25_05 : Cultural Spaces | Ss_15_95_85 : Temporary Process Engineering Works Systems | Pr_20_29_14_34 : Glass-To-Glass Clips | C424 : Sales management selling
|  |  | D13641 : Tethered leg platforms | Sp_25_05_20 : Cultural Parade Routes | Ss_15_95_90 : Temporary Soft Facility Management Works Services | Pr_20_29_14_35 : Glass-To-Wall Clips | C4241 : Target setting
|  |  | D1365 : Hybrid platforms | Sp_25_05_66 : Procession And March Routes | Ss_20 : Whole-Entity Structural Systems | Pr_20_29_14_43 : Insulation Saddle Clips | C4242 : Sales reporting systems
|  |  | D1366 : Offshore modules | Sp_25_05_72 : Remembrance Sites | Ss_20_05 : Whole-Entity Substructure Systems | Pr_20_29_14_45 : Lift-Off Panel Clips | C425 : Social marketing
|  |  | D137 : Protective works | Sp_25_10 : Educational Spaces | Ss_20_05_15 : Concrete Foundation Systems | Pr_20_29_14_46 : Lightning Protection Conductor Clamps | C426 : International marketing
|  |  | D1371 : Wave protection works | Sp_25_10_01 : Adult Education Classrooms | Ss_20_05_15_15 : Concrete Pad And Strip Foundation Systems | Pr_20_29_14_47 : Lightning Protection Conductor Metallic Direct Contact Clips | C4261 : Export marketing
|  |  | D13711 : Wave screens | Sp_25_10_04 : Art Studios | Ss_20_05_15_70 : Reinforced Concrete Pad And Strip Foundation Systems | Pr_20_29_14_48 : Lightning Protection Conductor Non-Metallic Direct Contact Clips | C4262 : Franchising
|  |  | D13712 : Wave walls | Sp_25_10_05 : Assembly Halls | Ss_20_05_15_71 : Reinforced Concrete Pilecap And Ground Beam Foundation systems | Pr_20_29_14_50 : Masonry Clamps | C427 : Marketing by type of product
|  |  | D13713 : Wave deflectors | Sp_25_10_08 : Breakout Spaces | Ss_20_05_15_72 : Reinforced Concrete Raft Foundation Systems | Pr_20_29_14_52 : Metal Cladding Solar Module Clamps | C43 : Research and development
|  |  | D13714 : Spending beaches | Sp_25_10_15 : Computer Laboratories | Ss_20_05_15_80 : Steel Ground Beam Foundation Systems | Pr_20_29_14_68 : Push-Fit Panel Clips | C431 : Research
|  |  | D1372 : Erosion protection works | Sp_25_10_17 : Craft Studios | Ss_20_05_15_90 : Unreinforced Concrete Foundation System For Cast In Products | Pr_20_29_14_71 : Roofing Clamping Plates | C432 : Testing
|  |  | D13721 : Revetments | Sp_25_10_21 : Dance Studios | Ss_20_05_15_91 : Unreinforced Concrete Pad And Strip Foundation Systems | Pr_20_29_14_72 : Roofing Clamps | C433 : Development
|  |  | D13722 : Groynes | Sp_25_10_23 : Dissection Theatres | Ss_20_05_15_92 : Unreinforced Concrete Trench Fill Foundation Systems | Pr_20_29_14_76 : Security Glazing Clips | C434 : Results of research
|  |  | D1373 : Flood prevention works | Sp_25_10_25 : Drama Studios | Ss_20_05_50 : Minor Concrete Substructure Systems | Pr_20_29_14_82 : Spring Clips | C4341 : Inventions
|  |  | D13731 : Flood banks | Sp_25_10_37 : Home Economics Classrooms | Ss_20_05_50_15 : Concrete Haunching Systems | Pr_20_29_14_84 : Standing Seam Fixed Clips | C4342 : Publication of research results
|  |  | D13732 : Counter walls | Sp_25_10_42 : Infant Classrooms | Ss_20_05_50_70 : Reinforced Concrete Base Or Foundation Systems | Pr_20_29_14_85 : Standing Seam Sliding Clips | C44 : Finance and accounting business economics
|  |  | D13733 : Beach bumpings | Sp_25_10_46 : Language Laboratories | Ss_20_05_50_90 : Unreinforced Concrete Base Or Foundation Systems | Pr_20_29_14_86 : Suspended Ceiling Clips | C441 : Financial world
|  |  | D13734 : Floodgates | Sp_25_10_47 : Lecture Theatres | Ss_20_05_65 : Piling Systems | Pr_20_29_14_90 : Truss Clips | C4411 : Financial markets
|  |  | D14 : Air transport facilities | Sp_25_10_51 : Metalwork Classrooms | Ss_20_05_65_15 : Concrete Piling Systems | Pr_20_29_23 : Dowels And Rods | C4412 : Financial institutions
|  |  | D141 : Airports | Sp_25_10_55 : Music Rooms | Ss_20_05_65_20 : Driven Piling Systems | Pr_20_29_23_11 : Carbon Steel Dowel Bars | C44121 : Banks and banking
|  |  | D1411 : International airports airports for large airliners | Sp_25_10_62 : Plastics Work Classrooms | Ss_20_05_65_60 : Plunge Column Piling Systems | Pr_20_29_23_12 : Carbon Steel Rods | C44122 : Finance corporations
|  |  | D1412 : Airports limited to smaller airliners | Sp_25_10_64 : Pre-Tertiary Classrooms | Ss_20_05_70 : Raft Foundation Systems | Pr_20_29_23_22 : Dowel Bar Caps | C44123 : Trusts
|  |  | D142 : Aerodromes etc. | Sp_25_10_66 : Primary Classrooms | Ss_20_05_90 : Underpinning Systems | Pr_20_29_23_23 : Dowel-Retaining Fasteners | C442 : Financial management
|  |  | D1421 : Landing strips small aerodromes for light aircraft | Sp_25_10_71 : Religious Education Classrooms | Ss_20_05_90_10 : Beam And Unreinforced Concrete Underpinning Systems | Pr_20_29_23_30 : Fibre-Reinforced Plastics Dowels | C4421 : Asset management
|  |  | D1422 : Heliports | Sp_25_10_77 : Secondary Classrooms | Ss_20_05_90_35 : Grouted Underpinning Systems | Pr_20_29_23_36 : Hardwood Dowels | C44211 : Capital raising methods
|  |  | D1423 : VTOL (Vertical take-off and landing) facilities | Sp_25_10_78 : Seminar Rooms | Ss_20_05_90_45 : Jacked Pile Underpinning Systems | Pr_20_29_23_37 : Hardwood Pegs | C44212 : Leasing
|  |  | D1424 : STOL (Short take-off and landing) facilities | Sp_25_10_80 : Staff Common Rooms | Ss_20_05_90_60 : Pile And Cantilever Support Underpinning Systems | Pr_20_29_23_40 : Hot Welding Rods | C44213 : Debt financing
|  |  | D1425 : Military aerodromes | Sp_25_10_82 : Student Common Rooms | Ss_20_05_90_70 : Raking Pile Underpinning Systems | Pr_20_29_23_50 : Masonry Dowels | C44214 : Trading capital
|  |  | D1426 : Aerodromes for seaplanes | Sp_25_10_84 : Study Rooms | Ss_20_05_90_90 : Unreinforced Concrete Underpinning Systems | Pr_20_29_23_57 : Nylon Studding | C44215 : Credit management
|  |  | D143 : Airport management and control facilities | Sp_25_10_90 : Tertiary Classrooms | Ss_20_05_90_95 : Wall Beam Underpinning Systems | Pr_20_29_23_80 : Softwood Dowels | C44216 : Licensing
|  |  | D1431 : Air traffic control towers | Sp_25_10_97 : Woodwork Classrooms | Ss_20_10 : Whole-Entity Structural Frame Systems | Pr_20_29_23_81 : Softwood Pegs | C44217 : Investment project appraisal
|  |  | D1433 : Lighting systems | Sp_25_30 : Scientific Laboratory Spaces | Ss_20_10_30 : Footbridge Structure Systems | Pr_20_29_23_83 : Stainless Steel Dowel Bars | C442171 : Overseas investment
|  |  | D1434 : Aircraft approach guidance systems | Sp_25_30_02 : Analytical Chemistry Laboratories | Ss_20_10_30_30 : Footbridge Systems | Pr_20_29_23_84 : Stainless Steel Rods | C44218 : Liquid assets
|  |  | D1435 : Navigational systems | Sp_25_30_03 : Animal Laboratories | Ss_20_10_75 : Structural Framing Systems | Pr_20_29_23_92 : U-Pins | C44219 : Financial risk analysis others
|  |  | D144 : Runway taxiway and apron facilities | Sp_25_30_04 : Astronomical Laboratories | Ss_20_10_75_15 : Concrete Framing Systems | Pr_20_29_29 : Ferrules And Sleeves | C4422 : Portfolio investment
|  |  | D1441 : Runways runway strips | Sp_25_30_05 : Astronomical Observatory Domes | Ss_20_10_75_35 : Heavy Steel Framing Systems | Pr_20_29_29_23 : Dowel Bar Sleeves | C4423 : Business formation and liquidation
|  |  | D1442 : Taxiways | Sp_25_30_07 : Biological Laboratories | Ss_20_10_75_45 : Light Steel Framing Systems | Pr_20_29_29_62 : Plastics Pile Sleeves | C44231 : Setting up
|  |  | D1443 : Aprons | Sp_25_30_08 : Biology Teaching Laboratories | Ss_20_10_75_70 : Reinforced Concrete Framing Systems | Pr_20_29_29_63 : Plastics Preformed Liners | C44232 : Mergers
|  |  | D1444 : Aircraft stands | Sp_25_30_10 : Bioscience Laboratories | Ss_20_10_75_85 : Timber Framing Systems | Pr_20_29_29_66 : Pre-Stressed Reinforcement Cable Conduits | C44233 : Flotations
|  |  | D1447 : Other paved areas | Sp_25_30_13 : Chemistry Teaching Laboratories | Ss_20_12 : Whole-Entity Structural Monolithic Systems | Pr_20_29_29_84 : Spacer Sleeves | C44234 : Partnering
|  |  | D1448 : Other obstruction-free areas over which aircraft can move | Sp_25_30_15 : Clinical Biochemistry Laboratories | Ss_20_12_26 : Earthen Structural Systems | Pr_20_29_29_96 : Wire-Crimp Ferrules | C44235 : Asset swapping
|  |  | D145 : Airport services facilities | Sp_25_30_16 : Clinical Microbiology Laboratories | Ss_20_12_50 : Mass Concrete Structural Systems | Pr_20_29_30 : Fixing Lugs | C44236 : Divestment
|  |  | D1451 : Hangars for repair and storage of aircraft | Sp_25_30_17 : Clinical Pathology Laboratories | Ss_20_12_51 : Mass Reinforced Concrete Structural Systems | Pr_20_29_30_11 : Cable Fixing Lugs | C44237 : Liquidations
|  |  | D1454 : Fuel supply facilities | Sp_25_30_19 : Containment Laboratories | Ss_20_14 : Whole-Entity Structural Panel Systems | Pr_20_29_30_24 : Door Fixing Lugs | C44238 : Insolvencies
|  |  | D1459 : Other airport services facilities | Sp_25_30_23 : Dry Laboratories | Ss_20_14_75 : Segmental Tunnel Structural Lining Systems | Pr_20_29_30_31 : Furniture Floor Fixing Lugs | C4424 : Land and property finance and development
|  |  | D146 : Embarkation facilities terminals | Sp_25_30_26 : Earth Sciences Laboratories | Ss_20_16 : Whole-Entity Structural Sheet And Cable Systems | Pr_20_29_30_32 : Furniture Wall Fixing Lugs | C44241 : Land and real estate
|  |  | D1461 : Passenger facilities terminals | Sp_25_30_31 : Forensics Laboratories | Ss_20_16_05 : Bridge Cable Stayed Systems | Pr_20_29_30_96 : Window Fixing Lugs | C44242 : Property finance
|  |  | D1462 : Cargo facilities terminals | Sp_25_30_33 : Geology Laboratories | Ss_20_16_07 : Bridge Cable Suspension Systems | Pr_20_29_31 : Flat And Folded Plate Fasteners | C4425 : Personal financial management
|  |  | D1463 : Baggage handling facilities | Sp_25_30_42 : Inorganic Chemistry Laboratories | Ss_20_16_10 : Building Cable Systems | Pr_20_29_31_08 : Bolted Joint Connectors | C443 : Accounting and auditing
|  |  | D1464 : Piers and loading bridges linking terminal buildings to aircraft | Sp_25_30_58 : Optical Physics Laboratories | Ss_20_16_40 : Inflatable Structural Systems | Pr_20_29_31_12 : Carbon Steel Nailing Plates | C4431 : Accounting procedures
|  |  | D1469 : Other parts of embarkation facilities terminals | Sp_25_30_59 : Organic Chemistry Laboratories | Ss_20_18 : Whole-Entity Structural Unit Systems | Pr_20_29_31_13 : Carbon Steel Punched Metal Plate Fasteners | C44311 : Goodwill accounting
|  |  | D149 : Other air transport facilities | Sp_25_30_63 : Physical Chemistry Laboratories | Ss_20_18_50 : Masonry Arch Bridge Structure Systems | Pr_20_29_31_44 : Joist Hangers | C44312 : Inflation accounting
|  |  | D15 : Communications facilities | Sp_25_30_65 : Physical Sciences Laboratories | Ss_20_40 : Whole-Entity Structure Covering And Finishing Systems | Pr_20_29_31_84 : Stainless Steel Nailing Plates | C44313 : Accounting valuations
|  |  | D151 : General broadcasting facilities | Sp_25_30_66 : Physics Teaching Laboratories | Ss_20_40_15 : Concrete Protection Systems | Pr_20_29_31_85 : Stainless Steel Punched Metal Plate Fasteners | C44314 : Book-keeping systems
|  |  | D152 : Radio facilities | Sp_25_30_68 : Psychology Laboratories | Ss_20_40_80 : Sprayed Concrete Steel Encasement Systems | Pr_20_29_34 : Glass Fixing Plates | C4432 : Management accounting
|  |  | D153 : Television facilities | Sp_25_30_80 : Solar Observatory Rooms | Ss_20_40_85 : Structural Steel Protective Painting Systems | Pr_20_29_34_34 : Glass Fin Splice Plates | C44321 : Budgets
|  |  | D1531 : Closed circuit television facilities | Sp_25_30_90 : Toxicology Laboratories | Ss_20_60 : Whole-Entity Structure Accessory Systems | Pr_20_29_34_35 : Glass Fixing Patch Plates | C44322 : Budgetary control
|  |  | D154 : Telephone telegraph facilities | Sp_25_30_96 : Wet Laboratories | Ss_20_60_60 : Permanent Formwork Systems | Pr_20_29_56 : Nails | C44323 : Cost accounting
|  |  | D1541 : Telephone facilities | Sp_25_35 : Scientific Ancillary Spaces | Ss_20_95 : Temporary Whole-Entity Structural Systems | Pr_20_29_56_03 : Annular Nails | C44324 : Costs
|  |  | D15411 : Telephone exchanges | Sp_25_35_02 : Anechoic Chambers | Ss_25 : Wall And Barrier Systems | Pr_20_29_56_14 : Clout Head Nails | C443241 : Fixed costs
|  |  | D15412 : Telephone engineering centres and TSCVs | Sp_25_35_03 : Animal Holding Rooms | Ss_25_05 : Wall And Barrier Substructure Systems | Pr_20_29_56_16 : Corrugated Fasteners | C443242 : Variable costs
|  |  | D1542 : Telegraph facilities | Sp_25_35_05 : Autoclave Rooms | Ss_25_10 : Framed Wall Structure Systems | Pr_20_29_56_19 : Cut Clasp Nails | C443243 : Historical costs
|  |  | D15421 : Telex facilities | Sp_25_35_06 : Bioscience Equipment Rooms | Ss_25_10_20 : Curtain Walling Systems | Pr_20_29_56_20 : Cut Floor Brads | C443244 : Job costing timesheets
|  |  | D15422 : Facsimile transmission facilities | Sp_25_35_08 : Blood Banks | Ss_25_10_20_85 : Stick Curtain Walling Systems | Pr_20_29_56_36 : Hardboard Nails | C4433 : Accounting for external appraisal
|  |  | D15423 : Data communications facilities | Sp_25_35_14 : Chemicals Stores | Ss_25_10_20_90 : Unitized Curtain Walling Systems | Pr_20_29_56_48 : Lost Head (round) Nails | C4434 : Auditing
|  |  | D156 : Other telecommunications facilities | Sp_25_35_16 : Clean Rooms | Ss_25_10_30 : Framed Partition Systems | Pr_20_29_56_50 : Masonry Nails | C444 : Business economics
|  |  | D1561 : Fibre optic cable facilities | Sp_25_35_18 : Computer Rooms | Ss_25_10_30_35 : Gypsum Board Partition Systems | Pr_20_29_56_59 : Oval Wire Nails | C4441 : History and theories of economics
|  |  | D1562 : Other cable and line facilities | Sp_25_35_19 : Containment Rooms | Ss_25_10_30_70 : Rigid Sheet Partition Systems | Pr_20_29_56_60 : Panel Pins | C4442 : Microeconomics
|  |  | D1563 : Microwave beam facilities | Sp_25_35_21 : Dark Rooms | Ss_25_10_32 : Framed Wall Systems | Pr_20_29_56_73 : Round Wire Nails | C44421 : Income
|  |  | D1564 : Laser beam facilities | Sp_25_35_28 : Experiment Control Rooms | Ss_25_10_32_35 : Heavy Steel Wall Framing Systems | Pr_20_29_56_82 : Sprigs | C44422 : Interest rates
|  |  | D1565 : Radio wave facilities | Sp_25_35_29 : Flammable Chemical Stores | Ss_25_10_32_45 : Light Steel Wall Framing Systems | Pr_20_29_56_83 : Spring-Head Roofing Nails | C44423 : Profitability
|  |  | D1566 : Transmission facilities | Sp_25_35_30 : Flow Cytometry Rooms | Ss_25_10_32_90 : Timber Wall Framing Systems | Pr_20_29_56_84 : Square Twisted Nails | C44424 : Productivity
|  |  | D15661 : Satellite ground stations | Sp_25_35_36 : Hyperbaric Chambers | Ss_25_10_35 : Glazed Screen Systems | Pr_20_29_56_85 : Staples | C4443 : Macroeconomics
|  |  | D1567 : Switching facilities | Sp_25_35_42 : Instrument Rooms | Ss_25_10_35_35 : Glazed Screen Systems | Pr_20_29_56_87 : Tacks | C44431 : Investment and growth
|  |  | D15671 : Exchanges | Sp_25_35_46 : Laboratory Cold Rooms | Ss_25_10_45 : Log Wall Systems | Pr_20_29_56_93 : Upholstery Nails | C444311 : Economic aspects of the environment
|  |  | D15672 : Switching centres | Sp_25_35_47 : Laboratory Warm Rooms | Ss_25_10_65 : Pole Frame Wall Systems | Pr_20_29_57_01 : Acorn Nuts | C44432 : Economic cycles
|  |  | D15673 : Telecommunication control facilities | Sp_25_35_70 : Radiation Shielded Rooms | Ss_25_11 : Monolithic Wall Structure Systems | Pr_20_29_57_02 : Aerotite Nuts | C444321 : Recession
|  |  | D157 : Postal communications facilities | Sp_25_35_76 : Seismograph Rooms | Ss_25_11_13 : Cob Wall Systems | Pr_20_29_57_11 : Cage Nuts | C444322 : Boom
|  |  | D1571 : Post offices | Sp_25_35_88 : Tissue Culture Rooms | Ss_25_11_15 : Concrete Form Masonry Unit Wall Systems | Pr_20_29_57_12 : Captive Nuts | C444323 : Steady growth
|  |  | D1572 : Sorting offices | Sp_25_50 : Exhibition Spaces | Ss_25_11_16 : Concrete Wall Systems | Pr_20_29_57_13 : Castle Nuts | C444324 : Flat
|  |  | D1574 : Parcels offices | Sp_25_50_04 : Art Galleries | Ss_25_11_16_70 : Reinforced Concrete Wall Systems | Pr_20_29_57_23 : Dome (cap) Nuts | C44433 : Inflation and deflation
|  |  | D1575 : Mail rooms | Sp_25_50_15 : Collection Exhibition Spaces | Ss_25_11_16_80 : Solid Concrete Wall Systems | Pr_20_29_57_30 : Flange Nuts | C444331 : Inflation
|  |  | D159 : Other communications facilities | Sp_25_50_16 : Conservation Rooms | Ss_25_11_70 : Rammed Earth Wall Systems | Pr_20_29_57_36 : Half Nuts | C444332 : Deflation
|  |  | D1591 : Communication reception and control rooms | Sp_25_50_21 : Diorama Rooms | Ss_25_11_70_55 : Non-Stabilized Rammed Earth Wall Systems | Pr_20_29_57_37 : Heavy Hex Nuts | C44434 : Monetary economics
|  |  | D15911 : Switchboards | Sp_25_50_22 : Display Aquaria | Ss_25_11_70_83 : Stabilized Rammed Earth Plinth Systems | Pr_20_29_57_38 : Hex Nuts | C444341 : Foreign exchange
|  |  | D1592 : Telephone booths | Sp_25_50_23 : Display Aviaries | Ss_25_11_70_85 : Stabilized Rammed Earth Wall Systems | Pr_20_29_57_44 : Jam Nuts | C444342 : Exchange rates
|  |  | D1593 : Telephone boxes | Sp_25_50_24 : Display Cages | Ss_25_12 : Panel Wall Structure Systems | Pr_20_29_57_45 : K-Lock Nuts | C444343 : World banks
|  |  | D16 : Power supply mineral supply facilities | Sp_25_50_25 : Display Enclosures | Ss_25_12_10 : Brick Panel Wall Systems | Pr_20_29_57_50 : Manifold Nuts | C444344 : International Monetary Fund
|  |  | D161 : Electricity generation | Sp_25_50_26 : Display Pools | Ss_25_12_15 : Concrete Panel Wall Systems | Pr_20_29_57_56 : Nylon-Insert Jam Nuts | C44435 : Government economics
|  |  | D1611 : Coal-fired power stations | Sp_25_50_29 : Fauna Exhibition Spaces | Ss_25_12_60 : Panel Cubicle Systems | Pr_20_29_57_57 : Nylon-Insert Lock Nuts | C444351 : Public finance monetary policies
|  |  | D1612 : Oil-fired power stations | Sp_25_50_31 : Flora Exhibition Spaces | Ss_25_12_60_30 : Fully-Framed Panel Cubicle Systems | Pr_20_29_57_66 : Prevailing Torque Lock Nuts | C444352 : National budget
|  |  | D1613 : Dual-fired power stations | Sp_25_50_55 : Multipurpose Exhibition Spaces | Ss_25_12_60_60 : Panel Cubicle Systems | Pr_20_29_57_76 : Serrated Flange Nuts | C444353 : Government expenditure
|  |  | D1614 : Nuclear power stations | Sp_25_50_63 : Planetaria | Ss_25_12_60_65 : Privacy Screen Systems | Pr_20_29_57_80 : Slotted Nuts | C444354 : Government fund-raising taxation
|  |  | D16141 : Magnox stations | Sp_25_50_66 : Product Display Spaces | Ss_25_12_65 : Panel Partition Systems | Pr_20_29_57_83 : Square Nuts | C44436 : Local government economics
|  |  | D16142 : Advanced gas cooled stations | Sp_25_50_67 : Product Display Stands | Ss_25_12_65_50 : Media Wall Systems | Pr_20_29_57_84 : Stover Nuts | C444361 : Rates council taxes
|  |  | D16143 : Pressurised water reactor stations | Sp_25_50_73 : Sculpture Galleries | Ss_25_12_65_55 : Mesh Panel Partition Systems | Pr_20_29_57_85 : Stud Connector (coupling) Nuts | C4444 : Funding
|  |  | D1615 : Hydroelectric and pumped storage stations | Sp_25_50_74 : Sculpture Gardens | Ss_25_12_65_60 : Plasterboard Laminated Partition Systems | Pr_20_29_57_88 : Tee Nuts | C44441 : Government funding
|  |  | D16151 : Pumping systems for pumped storage stations | Sp_25_50_87 : Temporary Exhibition Booths | Ss_25_12_65_65 : Plasterboard Panel Partition Systems | Pr_20_29_57_96 : Wing Nuts | C444411 : European Union
|  |  | D1616 : Gas turbine power stations | Sp_25_50_88 : Temporary Exhibition Spaces | Ss_25_12_65_70 : Relocatable Partition And Ceiling Systems | Pr_20_29_60 : Packings And Spacers | C444412 : National government
|  |  | D1617 : Electricity generation from wave solar wind power | Sp_25_50_90 : Touching Pools | Ss_25_12_65_75 : Relocatable Partition Systems | Pr_20_29_60_30 : Flat Jacks | C444413 : Joint government and private sector funding
|  |  | D16171 : Wave power | Sp_25_50_93 : Underwater Viewing Spaces | Ss_25_12_65_85 : Storage Wall Systems | Pr_20_29_60_31 : Formwork Cover Spacers | C444414 : National Lottery funding
|  |  | D16172 : Solar power | Sp_25_50_94 : Viewing Platforms | Ss_25_12_80 : Structural Glass Wall Systems | Pr_20_29_60_36 : Hardwood Packs | C444415 : Local government grants subsidies
|  |  | D16173 : Wind power | Sp_25_50_95 : Viewing Walkways | Ss_25_12_80_65 : Point-Fixed Structural Glass Wall Systems | Pr_20_29_60_37 : Hardwood Wedges | C44442 : Private sector funding
|  |  | D1619 : Other electricity generation facilities | Sp_25_70 : Information Spaces | Ss_25_12_80_83 : Stacked Structural Glass Wall Systems | Pr_20_29_60_60 : Packings | C45 : Personnel management and industrial relations
|  |  | D16191 : Precipitators | Sp_25_70_04 : Archives | Ss_25_12_80_85 : Suspended Structural Glass Wall Systems | Pr_20_29_60_77 : Shims And Folding Wedges | C451 : Personnel management theory and systems
|  |  | D16192 : Turbine halls | Sp_25_70_05 : Audio-Visual Study Rooms | Ss_25_12_83 : Structural Insulated Panel Wall Systems | Pr_20_29_60_81 : Softwood Packs | C4511 : Personnel administration
|  |  | D16193 : Boiler houses | Sp_25_70_08 : Borrowing And Return Counters | Ss_25_12_85 : Structural Steel Panel Wall Systems | Pr_20_29_60_82 : Softwood Wedges | C4512 : Industrial psychology
|  |  | D162 : Combined heat and power generating stations | Sp_25_70_11 : Catalogue Areas | Ss_25_12_90 : Tilt-Up Concrete Wall Systems | Pr_20_29_63 : Plugs | C4513 : Personnel policy
|  |  | D163 : Electricity transmission and supply facilities | Sp_25_70_15 : Conference Auditoria | Ss_25_13 : Unit Wall Structure Systems | Pr_20_29_63_50 : Masonry Plugs | C4514 : Personnel planning
|  |  | D1631 : Electricity substations | Sp_25_70_16 : Conference Rooms | Ss_25_13_05 : Adobe Block Wall Systems | Pr_20_29_63_63 : Plastics Plugs | C4515 : Human resources development
|  |  | D1632 : Overground transmission facilities | Sp_25_70_18 : Conservation Rooms | Ss_25_13_30 : Gabion Wall Systems | Pr_20_29_63_84 : Studded Cavity Drainage Membrane Plugs | C4516 : Personnel records and systems
|  |  | D1633 : Underground transmission | Sp_25_70_23 : Drawing Study Rooms | Ss_25_13_33 : Glass Block Wall Systems | Pr_20_29_63_85 : Surface Plugs And Pellets | C452 : Recruitment and selection
|  |  | D164 : Non-electrical power generation and supply | Sp_25_70_27 : Enquiry Areas | Ss_25_13_33_33 : Glass Block Wall Systems | Pr_20_29_71 : Rivets | C4521 : Job descriptions requirements and enrichments
|  |  | D1641 : Traditional windmills | Sp_25_70_30 : Film Storage Vaults | Ss_25_13_35 : Gypsum Block Wall Systems | Pr_20_29_71_08 : Blind (pop) Rivets | C4522 : Educational qualifications experience skills
|  |  | D1642 : Traditional watermills | Sp_25_70_46 : Lending Areas | Ss_25_13_45 : Lead Brick Wall Systems | Pr_20_29_71_24 : Drive Rivets | C4523 : Applications references
|  |  | D1643 : Direct supply of heat from geothermal sources | Sp_25_70_47 : Library Stacks | Ss_25_13_50 : Masonry Wall Systems | Pr_20_29_71_30 : Flush Rivets | C4524 : Interviews tests
|  |  | D1644 : Direct supply of heat from the sun | Sp_25_70_50 : Map Rooms | Ss_25_13_50_50 : Masonry External Wall External Skin System | Pr_20_29_71_31 : Friction-Lock Rivets | C4525 : Selection selection boards
|  |  | D1645 : Other direct supply of heat | Sp_25_70_56 : Newspaper Reading Rooms | Ss_25_13_50_51 : Masonry External Wall Internal Skin System | Pr_20_29_71_59 : Oscar Rivets | C4526 : Induction
|  |  | D165 : Oil (petroleum) extraction supply facilities | Sp_25_70_62 : Photocopying Rooms | Ss_25_13_50_52 : Masonry External Wall Single Skin System | Pr_20_29_71_76 : Self-Pierce Rivets | C4527 : Probationary period
|  |  | D1651 : Oil rigs extraction from beneath ocean floor | Sp_25_70_63 : Photograph Study Rooms | Ss_25_13_50_54 : Masonry Freestanding Wall System | Pr_20_29_71_77 : Semi-Tubular Rivets | C4528 : Placement
|  |  | D1652 : Oil wells extraction from land | Sp_25_70_71 : Reading Rooms | Ss_25_13_50_56 : Masonry Internal Wall System | Pr_20_29_71_81 : Solid Rivets | C4529 : Equal opportunities discrimination
|  |  | D1653 : Oil refineries | Sp_25_70_72 : Reference Areas | Ss_25_13_70 : Reinforced Masonry Wall Systems | Pr_20_29_76 : Screws | C453 : Training
|  |  | D1654 : Oil storage facilities | Sp_25_70_82 : Study Areas | Ss_25_13_85 : Straw Bale Wall Systems | Pr_20_29_76_28 : Eye Lags | C4531 : External training
|  |  | D166 : Gas extraction supply facilities | Sp_25_90 : Worship Spaces | Ss_25_13_85_30 : Framed Straw Bale Wall Systems | Pr_20_29_76_50 : Machine Screws | C4532 : Internal training
|  |  | D1661 : Gas rigs | Sp_25_90_01 : Aisles | Ss_25_13_85_95 : Unframed Straw Bale Wall Systems | Pr_20_29_76_76 : Self-Drilling Sheet Metal Screws | C4533 : Continuing professional development
|  |  | D1662 : Gas wells | Sp_25_90_03 : Altars | Ss_25_14 : Fence Systems | Pr_20_29_76_77 : Set Screws | C4534 : Retraining
|  |  | D1663 : Gas treatment facilities | Sp_25_90_05 : Arks | Ss_25_14_30 : Framed Fence Systems | Pr_20_29_76_78 : Sheet Metal Screws | C454 : Employee communication
|  |  | D1664 : Gas storage facilities | Sp_25_90_06 : Baptisteries | Ss_25_14_55 : Monolithic Fence Systems | Pr_20_29_76_81 : Socket Screws | C4541 : Handbooks
|  |  | D1665 : Gas pipelines | Sp_25_90_08 : Bimahs | Ss_25_14_63 : Post And Panel Fence Systems | Pr_20_29_76_88 : Thread-Cutting Machine Screws | C4542 : Procedure manuals
|  |  | D1666 : Synthetic gas (from coal etc.) production and supply facilities | Sp_25_90_09 : Blessing Spaces | Ss_25_14_63_14 : Composite Post And Panel Fencing Systems | Pr_20_29_76_98 : Wood Screws | C4543 : House journals
|  |  | D167 : Solid fuel extraction supply facilities | Sp_25_90_12 : Ceremonial Spaces | Ss_25_14_63_16 : Concrete Post And Panel Fencing Systems | Pr_20_29_81 : Soil Nails | C4544 : Suggestion schemes
|  |  | D1671 : Coal mines shaft mines and pits | Sp_25_90_14 : Chancels | Ss_25_14_63_50 : Metal Mesh Panel Fencing Systems | Pr_20_29_81_11 : Carbon Steel Soil Nails | C4545 : Consultation
|  |  | D1672 : Opencast mines | Sp_25_90_15 : Chapels | Ss_25_14_63_52 : Metal Vertical Pale Fencing Systems | Pr_20_29_81_63 : Plastics Soil Nails | C455 : Industrial relations
|  |  | D1673 : Peat cutting facilities | Sp_25_90_16 : Choir Lofts | Ss_25_14_63_55 : Multi-Use Games Fencing Systems | Pr_20_29_81_84 : Stainless Steel Soil Nails | C4551 : Labour relations
|  |  | D1674 : Uranium mines | Sp_25_90_17 : Choirs | Ss_25_14_63_80 : Steel Hurdle Fencing Systems | Pr_20_29_87 : Thatch Roofing Fasteners | C4552 : Industrial democracy
|  |  | D168 : Mineral extraction supply facilities | Sp_25_90_52 : Meditation Rooms | Ss_25_14_63_83 : Steel Palisade Panel Fencing Systems | Pr_20_29_87_36 : Hazel Staples | C4553 : Conciliation arbitration
|  |  | D1681 : Mines for mineral extraction | Sp_25_90_53 : Menâ€™s Prayer Rooms | Ss_25_14_63_85 : Steel Vertical Bar Fencing Systems | Pr_20_29_87_37 : Hazel Sways | C4554 : Co-partnerships
|  |  | D1682 : Opencast workings for mineral extraction | Sp_25_90_54 : Mihrabs | Ss_25_14_63_95 : Wattle Hurdle Panel Fencing Systems | Pr_20_29_87_52 : Metal Sways | C4555 : Worker control
|  |  | D1683 : Quarries for mineral extraction | Sp_25_90_55 : Multidenominational Chapels | Ss_25_14_63_96 : Wood Or Plastics Panel Fencing Systems | Pr_20_29_87_87 : Thatching Hooks | C456 : Conditions of employment
|  |  | D169 : Other power supply mineral supply facilities | Sp_25_90_56 : Naves | Ss_25_14_63_98 : Wrought Iron Panel Fencing Systems | Pr_20_29_87_96 : Willow Sways | C4561 : Hours of work
|  |  | D17 : Public health water engineering facilities | Sp_25_90_66 : Procession Spaces | Ss_25_14_65 : Post And Rail Fence Systems | Pr_20_29_88 : Tile And Fabric Roofing Fasteners | C4562 : Breaks
|  |  | D171 : Water supply facilities | Sp_25_90_68 : Pulpits | Ss_25_14_65_10 : Carbon Steel Continuous Bar Fencing Systems | Pr_20_29_88_31 : Forked Roofing Connectors | C4563 : Leave absence
|  |  | D171/4 : Public health facilities | Sp_25_90_72 : Reflection Spaces | Ss_25_14_65_12 : Composite Board Or Palisade Fencing Systems | Pr_20_29_88_37 : Hip Irons | C4564 : Conduct disciplinary action
|  |  | D1711 : Water supply storage facilities | Sp_25_90_75 : Sacramental Spaces | Ss_25_14_65_14 : Composite Post And Rail Fencing Systems | Pr_20_29_88_42 : Insulation Fixing Spikes | C4565 : Dispute resolution
|  |  | D17111 : Wells | Sp_25_90_77 : Side Chapels | Ss_25_14_65_16 : Concrete Palisade Fencing Systems | Pr_20_29_88_59 : Overlay Fasteners | C4566 : Termination of employment
|  |  | D1712 : Water supply treatment facilities water works | Sp_25_90_87 : Tabernacles | Ss_25_14_65_18 : Concrete Post And Rail Fencing Systems | Pr_20_29_88_73 : Roofing Corner Plates | C457 : Remuneration
|  |  | D17121 : Screening plant | Sp_25_90_90 : Transepts | Ss_25_14_65_50 : Metal Post And Rail Fencing Systems | Pr_20_29_96 : Washers | C4571 : Salaries wages
|  |  | D17122 : Mixing and flocculation plant | Sp_25_90_97 : Womenâ€™s Prayer Rooms | Ss_25_14_65_95 : Wood Close Boarded Fencing Systems | Pr_20_29_96_17 : Crinkle Washers | C4572 : Compensation
|  |  | D17123 : Sedimentation plant | Sp_25_95 : Worship Ancillary Spaces | Ss_25_14_65_97 : Wood Palisade Fencing Systems | Pr_20_29_96_20 : Cup (finishing) Washers | C4573 : Systems of payment
|  |  | D17124 : Sand filters | Sp_25_95_07 : Belfries | Ss_25_14_65_98 : Wood Post And Rail Fencing Systems | Pr_20_29_96_28 : External Tooth Lock (shake-proof) Washers | C4574 : Incentives
|  |  | D17125 : Disinfecting plant | Sp_25_95_08 : Bell Ringing Spaces | Ss_25_14_67 : Post And Wire Fence Systems | Pr_20_29_96_29 : Fender Washers | C4575 : Bonuses
|  |  | D17126 : Water softening plant | Sp_25_95_12 : Chapter Houses | Ss_25_14_67_10 : Chain Link Fencing Systems | Pr_20_29_96_30 : Fibre Washers | C4577 : Allowances
|  |  | D17127 : Sludge treatment plant | Sp_25_95_13 : Circumcision Rooms | Ss_25_14_67_12 : Cleft Chestnut Pale Fencing Systems | Pr_20_29_96_31 : Flat Washers | C4578 : Deductions
|  |  | D17128 : Other water supply treatment facilities | Sp_25_95_14 : Cloisters | Ss_25_14_67_15 : Composite Continuous Mesh Fencing Systems | Pr_20_29_96_42 : Internal Tooth Lock (shake-proof) Washers | C458 : Working conditions nature of work
|  |  | D1713 : Water supply distribution facilities | Sp_25_95_15 : Confessionals | Ss_25_14_67_17 : Composite Wire Fencing Systems | Pr_20_29_96_58 : Ogee Washers | C4581 : Dangerous work
|  |  | D17131 : Pumping stations | Sp_25_95_18 : Crypts | Ss_25_14_67_25 : Dropper Pattern Strained Wire Fencing Systems | Pr_20_29_96_59 : Open Push-On Retainers | C4582 : Monotonous work
|  |  | D17132 : Water mains | Sp_25_95_33 : Galleries | Ss_25_14_67_27 : Electric Fencing Systems | Pr_20_29_96_61 : Penny (dock) Washers | C459 : Other personnel management issues
|  |  | D17133 : Break pressure tank | Sp_25_95_50 : Marriage Sanctuaries | Ss_25_14_67_28 : Electric Security Fencing Systems | Pr_20_29_96_63 : Plate (square) Washers | C4591 : Fringe benefits
|  |  | D1719 : Other water supply facilities | Sp_25_95_75 : Sanctuaries | Ss_25_14_67_33 : General Pattern Strained Wire Fencing Systems | Pr_20_29_96_76 : Sealing Washers | C45911 : Pensions
|  |  | D172 : Wet waste facilities | Sp_25_95_90 : Treasuries | Ss_25_14_67_35 : General Pattern Wire Mesh Fencing Systems | Pr_20_29_96_84 : Sprung (split Lock) Washers | C45912 : Insurance
|  |  | D1721 : Wet waste collection | Sp_25_95_94 : Vestries | Ss_25_14_67_70 : Rope Or Chain Fencing Systems | Pr_20_29_97 : Welding Joint Fillers | C45913 : Maternity benefits
|  |  | D17211 : Small-scale collection cesspools septic tanks | Sp_30 : Industrial Spaces | Ss_25_14_67_85 : Spring Steel And High Tensile Wire Mesh Fencing Systems | Pr_20_29_97_09 : Brazing Joint Fillers | C45914 : Sick pay
|  |  | D17212 : Domestic and general collection | Sp_30_10 : Mineral Extraction Spaces | Ss_25_14_67_95 : Welded Wire Mesh Fencing Systems | Pr_20_29_97_26 : Electric Welding Joint Fillers | C45915 : Grants loans discount schemes to employees
|  |  | D172121 : Combined sewerage systems | Sp_30_10_28 : Explosives Store Rooms | Ss_25_14_95 : Unit Fence Systems | Pr_20_29_97_33 : Gas Welding Joint Fillers | C4592 : Social benefits
|  |  | D172122 : Separate sewerage systems | Sp_30_10_52 : Mineral Storage Spaces | Ss_25_15 : Fixed Pedestrian Barrier Systems | Pr_20_29_97_81 : Soldering Joint Fillers | C45921 : Subsidised meals
|  |  | D172123 : Partially separate sewerage systems | Sp_30_10_57 : Offshore Oil And Gas Drilling Areas | Ss_25_15_05 : Balustrade And Handrail Systems | Pr_20_29_57 : Nuts | C45922 : Vouchers
|  |  | D17213 : Industrial collection | Sp_30_10_58 : Oil And Gas Storage Spaces | Ss_25_15_05_05 : Balustrade And Guarding Systems | Pr_20_31 : Formless Structure And General Products | C45923 : Employees housing
|  |  | D17214 : Collection from other particular types of facilities | Sp_30_10_59 : Onshore Oil And Gas Drilling Areas | Ss_25_15_05_35 : Handrail Systems | Pr_20_31_02 : Adhesives And Bonding Compounds | C4593 : Status of personnel promotion
|  |  | D17216 : Sewage pumping stations | Sp_30_10_60 : Opencast Mines | Ss_25_15_30 : Fixed Pedestrian Barrier System- | Pr_20_31_02_02 : Acrylic Anaerobic Adhesives | C4594 : Resource management
|  |  | D17219 : Other collection facilities | Sp_30_10_69 : Quarries | Ss_25_15_60 : Pedestrian Safety Barrier And Guarding Systems | Pr_20_31_02_03 : Acrylic And Methacrylate Adhesives | C4595 : Supervision
|  |  | D1722 : Sewage treatment facilities | Sp_30_10_85 : Surface Mining Areas | Ss_25_15_60_05 : Animal Grid Systems | Pr_20_31_02_04 : All-Purpose Pastes | C4596 : Employee appraisal
|  |  | D17221 : Package plant and other small scale plant | Sp_30_10_91 : Underground Mine Chambers | Ss_25_15_60_14 : Composite Post And Rail Barrier Systems | Pr_20_31_02_06 : Bio-Resin Adhesives | C4597 : Job evaluation
|  |  | D17222 : Preliminary treatment plant stormwater | Sp_30_10_92 : Underground Mine Hoist Control Rooms | Ss_25_15_60_16 : Concrete Post And Rail Barrier Systems | Pr_20_31_02_07 : Bitumen Bonding Compounds | C46 : Management of computing information technology
|  |  | D17223 : Primary settlement plant | Sp_30_10_93 : Underground Mine Shafts | Ss_25_15_60_37 : Hoop Barrier Systems | Pr_20_31_02_08 : Bitumen-Based Bonding Compounds | C461 : Computer management strategy
|  |  | D17224 : Secondary treatment plant | Sp_30_10_94 : Underground Mine Tunnels | Ss_25_15_60_50 : Metal Mesh Panel Barrier Systems | Pr_20_31_02_09 : Bitumen Rubber Emulsion Adhesives | C5 : Management of construction activities and project management
|  |  | D17225 : Tertiary treatment plant | Sp_30_20 : Agricultural Spaces | Ss_25_15_60_51 : Metal Mesh Panel Pedestrian Parapet Systems | Pr_20_31_02_11 : Casein Adhesives | C50 : General techniques and information
|  |  | D17226 : Sludge removal and treatment plant | Sp_30_20_11 : Cages | Ss_25_15_60_52 : Metal Modular Barrier Systems | Pr_20_31_02_12 : Cementitious Adhesives | C501 : Programming
|  |  | D17227 : Pumping systems and power units | Sp_30_20_12 : Cattle Byres | Ss_25_15_60_53 : Metal Post And Rail Barrier Systems | Pr_20_31_02_15 : Cold-Applied Bitumen Bonding Compounds | C502 : Critical path analysis
|  |  | D17228 : Control measuring and transport devices | Sp_30_20_18 : Crofts | Ss_25_15_60_54 : Metal Vertical Bar Barrier Systems | Pr_20_31_02_16 : Cementitious Bonding Compounds | C503 : Monitoring techniques
|  |  | D17229 : Other sewage treatment facilities | Sp_30_20_24 : Dungsteads | Ss_25_15_60_55 : Metal Vertical Bar Pedestrian Parapet Systems | Pr_20_31_02_18 : Cold Water Pastes | C504 : Methods of communication
|  |  | D1723 : Wet waste disposal facilities | Sp_30_20_25 : Farm Effluent Tanks | Ss_25_15_60_60 : Parapet Systems | Pr_20_31_02_21 : Damp-Proof Course Joint Sealer Adhesives | C505 : Risk analysis and management
|  |  | D17231 : Disposal into sea outfalls | Sp_30_20_26 : Farm Shops | Ss_25_15_60_65 : Post And Panel Barrier Systems | Pr_20_31_02_26 : Epoxy Resin-Based Adhesives | C506 : Health and safety plan
|  |  | D17232 : Disposal into inland waters | Sp_30_20_27 : Feed Stores | Ss_25_15_60_67 : Post And Wire Or Rope Barrier Systems | Pr_20_31_02_28 : Epoxy Resin-Based Bonding Compounds | C507 : Quality plans
|  |  | D17233 : Disposal into ground | Sp_30_20_28 : Fields | Ss_25_15_60_80 : Solid Panel Barrier Systems | Pr_20_31_02_33 : Gilding Size | C508 : Plans of work
|  |  | D17234 : Disposal onto the land | Sp_30_20_29 : Fish Cultivation Aquaria | Ss_25_15_60_82 : Solid Panel Pedestrian Parapet Systems | Pr_20_31_02_35 : Gypsum-Based Adhesives | C509 : Job manuals
|  |  | D17235 : Incineration of unwanted sludge | Sp_30_20_30 : Fisheries | Ss_25_15_60_95 : Wooden Post And Rail Barrier Systems | Pr_20_31_02_36 : Heavy Duty Pastes | C6 : Management of construction activities and project management
|  |  | D1729 : Other wet waste facilities | Sp_30_20_31 : Forests | Ss_25_15_70 : Queue Control Systems | Pr_20_31_02_37 : Hot-Applied Bitumen Bonding Compounds | C61 : Inception and procurement
|  |  | D173 : Refuse disposal facilities | Sp_30_20_34 : Glasshouse Spaces | Ss_25_15_85 : Sports Barrier Systems | Pr_20_31_02_38 : High-Performance Ready-Mixed Adhesives | C611 : Client and contractor relationship
|  |  | D1731 : Refuse collection and storage facilities | Sp_30_20_35 : Grain Hoppers | Ss_25_16 : Fixed Traffic And Protective Barrier Systems | Pr_20_31_02_52 : Modified Silane (MS) Polymer Adhesives | C6111 : Conventional lump sum contracting
|  |  | D1732 : Refuse treatment facilities | Sp_30_20_36 : Grain Stores | Ss_25_16_04 : Artificial Reef Systems | Pr_20_31_02_56 : Natural Rubber-Based And Latex Adhesives | C6112 : Design and build
|  |  | D1733 : Refuse tips and dumps and re-use facilities | Sp_30_20_39 : Hothouse Spaces | Ss_25_16_05 : Avalanche And Snow Barrier Systems | Pr_20_31_02_57 : Non Bitumen-Based Bonding Compounds | C6113 : Management contracting
|  |  | D1734 : Incinerators | Sp_30_20_47 : Livestock Ranges | Ss_25_16_10 : Breakwater Systems | Pr_20_31_02_59 : Overlap And Border Adhesives | C6114 : Construction management
|  |  | D1735 : Car barbecue plant | Sp_30_20_52 : Milking Parlours | Ss_25_16_15 : Coastal And River Revetment Systems | Pr_20_31_02_60 : Parchment Size | C612 : Briefing by client
|  |  | D1739 : Other refuse disposal facilities | Sp_30_20_55 : Mushroom Cultivation Spaces | Ss_25_16_21 : Debris Flow Barrier Systems | Pr_20_31_02_62 : Phenolic, Resorcinolic And Formaldehyde-Based Resin (PRF) Thermosetting Adhesives | C613 : Competition entries competitions
|  |  | D174 : Mineral waste disposal facilities | Sp_30_20_60 : Paddocks | Ss_25_16_30 : Fish Barrier Systems | Pr_20_31_02_63 : Polyurethane (PUR) Adhesives | C614 : Proposals
|  |  | D1741 : Slag heaps | Sp_30_20_62 : Pens | Ss_25_16_33 : Flood Barrier Systems | Pr_20_31_02_64 : Polyurethane (PUR)-based Resin Binders | C615 : Appointment of lead and other consultants
|  |  | D1742 : Nuclear fission waste products disposal facilities | Sp_30_20_64 : Plant Nurseries | Ss_25_16_35 : Groyne Systems | Pr_20_31_02_65 : Polyvinyl Acetate (PVAc) Adhesives | C6151 : Compulsory competitive tendering
|  |  | D175 : Reservoirs | Sp_30_20_65 : Plant Nursery Spaces | Ss_25_16_40 : Industrial Barrier Systems | Pr_20_31_02_66 : Polyvinyl Acetate (PVAc) Bonding Compounds | C62 : Feasibility
|  |  | D1751 : Natural reservoirs | Sp_30_20_66 : Poultry Batteries | Ss_25_16_45 : Jet Blast Barrier Systems | Pr_20_31_02_80 : Solvent-Based Synthetic Rubber Resin Adhesives | C621 : Appraisals
|  |  | D1752 : Impounding reservoirs | Sp_30_20_77 : Shearing Spaces | Ss_25_16_46 : Landslide Barrier Systems | Pr_20_31_02_81 : Solvent-Free Cellulose Adhesives | C622 : Surveys and structural implications of site
|  |  | D1753 : Service reservoirs | Sp_30_20_78 : Sheep Dips | Ss_25_16_70 : Rail Barrier Systems | Pr_20_31_02_82 : Solvent-Free Synthetic Rubber Resin Adhesives | C623 : Energy strategies
|  |  | D176 : Spillways energy dissipating works | Sp_30_20_80 : Slurry Tanks | Ss_25_16_73 : Road Barrier Systems | Pr_20_31_02_83 : Solvent Welding Cement | C624 : Community and tenant liaison
|  |  | D1761 : Bellmouth spillways | Sp_30_20_83 : Stables | Ss_25_16_75 : Rock Armour Systems | Pr_20_31_02_84 : Styrene Butadiene Rubber (SBR) Bonding Compounds | C63 : Outline proposals and programme preparation
|  |  | D1762 : Ski jump spillways | Sp_30_20_84 : Stalls | Ss_25_16_76 : Rockfall Barrier Systems | Pr_20_31_02_85 : Synthetic Bonding Compounds | C631 : Outline proposals
|  |  | D1763 : Siphon spillways | Sp_30_20_85 : Sties | Ss_25_16_80 : Sea Wall Systems | Pr_20_31_02_94 : Vermiculite-Based Adhesives | C6311 : Report and sketch plans
|  |  | D1764 : Side channel spillways | Sp_30_20_99 : Yards | Ss_25_16_85 : Traffic Barrier Systems | Pr_20_31_02_95 : Vinyl Adhesives | C6312 : Cost models and indicative costs
|  |  | D1765 : Auxiliary spillway | Sp_30_30 : Mineral Processing Spaces | Ss_25_16_90 : Water Barrier Systems | Pr_20_31_02_97 : Welding Paste And Solvents | C6313 : Energy targets
|  |  | D1766 : Fuse plug spillways | Sp_30_30_58 : Ore Processing Spaces | Ss_25_16_95 : Weir Systems | Pr_20_31_03 : Aggregates | C632 : Programme preparation
|  |  | D1767 : Bye channels | Sp_30_30_59 : Oil And Gas Processing Spaces | Ss_25_17 : Dam And Levee Structure Systems | Pr_20_31_03_04 : Armourstone Coarse Aggregates | C6321 : Development control plan
|  |  | D1769 : Other energy dissipating works | Sp_30_40 : Agricultural Processing Spaces | Ss_25_17_05 : Arch Dam Systems | Pr_20_31_03_05 : Barytes Aggregates | C6322 : Management control plan
|  |  | D177 : Weirs barrages | Sp_30_40_06 : Baking Rooms | Ss_25_17_10 : Buttress Dam Systems | Pr_20_31_03_06 : Base, Bed And Fill All-In Aggregates | C64 : Scheme design and costing
|  |  | D1771 : Spillweirs | Sp_30_40_07 : Bottling Rooms | Ss_25_17_25 : Embankment Dam And Levee Systems | Pr_20_31_03_07 : Base, Bed And Fill Coarse Aggregates | C641 : Completion of brief
|  |  | D1772 : Fixed crest weirs | Sp_30_40_09 : Brewing Rooms | Ss_25_17_33 : Gravity Arch Dam Systems | Pr_20_31_03_08 : Base, Bed And Fill Fine Aggregates | C6411 : Coordination of design development
|  |  | D1773 : Broad-crested weirs | Sp_30_40_10 : Butter-Making Rooms | Ss_25_17_35 : Gravity Dam Systems | Pr_20_31_03_09 : Blinding Coarse Aggregates | C642 : Full design of project
|  |  | D1774 : Thin-plate weirs | Sp_30_40_11 : Canning Rooms | Ss_25_20 : Wall Cladding Systems | Pr_20_31_03_10 : Blinding Fine Aggregates | C643 : Preliminary design
|  |  | D1775 : Full-width weirs | Sp_30_40_12 : Carcase Cold Rooms | Ss_25_20_15 : Concrete Panel Cladding Systems | Pr_20_31_03_11 : Bonded Surfacing Decorative Aggregates | C644 : Costing of design
|  |  | D1776 : Measuring weirs | Sp_30_40_13 : Carcase Processing Rooms | Ss_25_20_35 : Glass-Fibre Reinforced Concrete (GRC) Cladding Systems | Pr_20_31_03_13 : Coarse General Aggregates | C645 : Submission of proposals for all approvals
|  |  | D17761 : Crump weirs | Sp_30_40_18 : Cheese Maturation Rooms | Ss_25_20_35_35 : Grc Cladding Systems | Pr_20_31_03_14 : Concrete All-In Normal And Heavyweight Aggregates | C65 : Detail design and costing
|  |  | D1777 : Diversion weirs | Sp_30_40_22 : Distillery Spaces | Ss_25_20_40 : Glass-Fibre Reinforced Plastics (GRP) Cladding Systems | Pr_20_31_03_15 : Concrete And Mortar Coarse Lightweight Aggregates | C651 : Full design of every part and component
|  |  | D1778 : Barrages barriers | Sp_30_40_29 : Factory Shops | Ss_25_20_40_35 : Grp Cladding Systems | Pr_20_31_03_16 : Concrete And Mortar Fine Lightweight Aggregates | C652 : Working drawings including CAD
|  |  | D178 : Irrigation and land drainage facilities | Sp_30_40_30 : Fish Processing Rooms | Ss_25_20_50 : Metal Sheet Cladding Systems | Pr_20_31_03_17 : Concrete Coarse Normal And Heavyweight Aggregates | C653 : Completion of cost checking of designs final cost plan
|  |  | D1781 : Checks | Sp_30_40_31 : Fish Smoking Rooms | Ss_25_20_50_05 : Aluminium Sheet Cladding Systems | Pr_20_31_03_18 : Concrete Fine Normal And Heavyweight Aggregates | C66 : Production information
|  |  | D179 : Other public health facilities | Sp_30_40_32 : Fresh Fruit Packing Rooms | Ss_25_20_50_15 : Copper Sheet Cladding Systems | Pr_20_31_03_20 : Crushed Stone Aggregates | C661 : Production drawings
|  |  | D2 : Industrial facilities | Sp_30_40_33 : Fresh Vegetable Packing Rooms | Ss_25_20_50_45 : Lead Sheet Cladding Systems | Pr_20_31_03_25 : Expanded Clay Aggregates | C662 : Production schedules
|  |  | D26 : Agricultural facilities | Sp_30_40_44 : Juicing Rooms | Ss_25_20_50_50 : Lead-Wrapped Panel Cladding Systems | Pr_20_31_03_26 : Expanded Glass Aggregates | C663 : Production specifications
|  |  | D261 : Forestry facilities | Sp_30_40_46 : Leather Tanning Rooms | Ss_25_20_50_85 : Stainless Steel Sheet Cladding Systems | Pr_20_31_03_27 : Expanded Slag Aggregates | C67 : Bills of quantities
|  |  | D2611 : Shelter belt facilities | Sp_30_40_52 : Meat Smoking Rooms | Ss_25_20_50_95 : Zinc Sheet Cladding Systems | Pr_20_31_03_28 : Expanded Slate Aggregates | C671 : Bills of quantities
|  |  | D262 : Fishing facilities | Sp_30_40_53 : Micro-Brewing Rooms | Ss_25_20_52 : Metal Composite Panel Cladding Systems | Pr_20_31_03_30 : Fine General Aggregates | C672 : Tender documents
|  |  | D2621 : Fisheries | Sp_30_40_54 : Milk Processing Rooms | Ss_25_20_52_52 : Metal Composite Panel Cladding Systems | Pr_20_31_03_35 : Granular Cork Aggregates | C68 : Tender action
|  |  | D2622 : Fish farms | Sp_30_40_65 : Poultry Processing Rooms | Ss_25_20_52_55 : Metal Semi-Composite Panel Cladding Systems | Pr_20_31_03_42 : Iron Ore Aggregates | C681 : Drawing up list of tenderers
|  |  | D263 : Farming facilities | Sp_30_40_75 : Sawing Rooms | Ss_25_20_55 : Natural Stone Cladding Systems | Pr_20_31_03_44 : Jointing Fine Aggregates | C682 : Preliminary enquiries for invitation to tender
|  |  | D2631 : Farms | Sp_30_40_80 : Slaughter Rooms | Ss_25_20_55_55 : Natural Stone Cladding Systems | Pr_20_31_03_46 : Laying Course Fine Aggregates | C683 : Drawing up of shortlist and notification to tenderers
|  |  | D2632 : Crofts | Sp_30_40_88 : Threshing Rooms | Ss_25_20_60 : Panel And Sheet Cladding Systems | Pr_20_31_03_48 : Loose Surfacing Decorative Aggregates | C684 : Dispatch of tender documents
|  |  | D264 : Horticultural (market gardening) facilities | Sp_30_40_90 : Tobacco Drying Rooms | Ss_25_20_68 : Profiled Sheet Cladding Systems | Pr_20_31_03_51 : Mortar All-In Aggregates | C685 : Assessment of tenders and notification to tenderers
|  |  | D2641 : Nurseries | Sp_30_40_96 : Winery Spaces | Ss_25_20_68_30 : Fibre Cement Profiled Sheet Cladding Systems | Pr_20_31_03_52 : Mortar Coarse Aggregates | C686 : Examination of priced bills
|  |  | D2642 : Hothouses | Sp_30_40_98 : Wool Sorting Rooms | Ss_25_20_68_50 : Metal Profiled Sheet Cladding Systems | Pr_20_31_03_53 : Mortar Fine Aggregates | C687 : Negotiated reduction of tenders
|  |  | D2643 : Glasshouses greenhouses | Sp_30_50 : Manufacturing Spaces | Ss_25_20_68_65 : Plastics Profiled Sheet Cladding Systems | Pr_20_31_03_60 : Perlite Aggregates | C688 : Contractor appointed.
|  |  | D2644 : Agricultural produce facilities | Sp_30_50_06 : Batching Spaces | Ss_25_20_70 : Rainscreen Cladding Systems | Pr_20_31_03_62 : Permeable Laying Course Aggregates | C7 : Management of construction activities and project management
|  |  | D265 : Livestock facilities | Sp_30_50_08 : Brick Firing Kilns | Ss_25_20_70_25 : Drained And Back-Ventilated Rainscreen Cladding Systems | Pr_20_31_03_70 : Recycled Brick Aggregates | C71 : Construction preparation and project planning
|  |  | D2653 : For horses | Sp_30_50_11 : Ceramic Firing Ovens | Ss_25_20_70_65 : Pressure Equalized Rainscreen Cladding Systems | Pr_20_31_03_72 : Recycled Rubber Granules | C711 : Contract documents
|  |  | D26531 : Studs | Sp_30_50_27 : Electronics Clean Rooms | Ss_25_20_72 : Rigid Sheet Cladding Systems | Pr_20_31_03_77 : Scrap Iron Aggregates | C7111 : Compilation
|  |  | D2654 : For cattle | Sp_30_50_29 : Factory Shops | Ss_25_20_72_72 : Rigid Sheet Cladding Systems | Pr_20_31_03_85 : Surface Dressing Aggregates | C7112 : Novation
|  |  | D26541 : Cattle unit | Sp_30_50_30 : Finished Vehicle Storage Spaces | Ss_25_20_90 : Unit Cladding Systems | Pr_20_31_03_86 : Surface Treatment Fine Aggregates | C7113 : Checking
|  |  | D26542 : Cowshed | Sp_30_50_53 : Mixing Bins | Ss_25_20_90_13 : Clay Plain Tile Cladding Systems | Pr_20_31_03_94 : Vermiculite Aggregates | C7114 : Signature
|  |  | D26543 : Milking parlour | Sp_30_50_60 : Packaging Lines | Ss_25_20_90_15 : Concrete Plain Tile Cladding Systems | Pr_20_31_12 : Cements And Putties | C712 : Insurance
|  |  | D2655 : For sheep goats | Sp_30_50_62 : Pharmaceuticals Clean Rooms | Ss_25_20_90_30 : Fibre Cement Slate Cladding Systems | Pr_20_31_12_11 : Calcium Aluminate Cements | C713 : Site programme
|  |  | D26551 : Sheep dipping facilities | Sp_30_50_64 : Printing Spaces | Ss_25_20_90_50 : Metal Tile Cladding Systems | Pr_20_31_12_13 : Cement/Cement Replacement Materials | C7131 : Agreement of critical dates
|  |  | D2656 : For pigs | Sp_30_50_66 : Production Service And Repair Spaces | Ss_25_20_90_55 : Natural Slate Cladding Systems | Pr_20_31_12_39 : Hydraulic Limes | C7132 : Agree methods of progressing
|  |  | D2657 : For birds poultry | Sp_30_50_69 : Quality Control Spaces | Ss_25_20_90_95 : Wood Shingle Or Shake Cladding Systems | Pr_20_31_12_50 : Masonry Cements | C714 : Project meetings
|  |  | D26571 : Battery facilities | Sp_30_50_70 : Raw Materials Storage Silos | Ss_25_20_93 : Vertical Patent Glazing Systems | Pr_20_31_12_57 : Non-Hydraulic Lime Putties | C7141 : Arrangements for issuing instructions
|  |  | D26572 : Free-range facilities | Sp_30_50_71 : Raw Materials Storage Spaces | Ss_25_20_93_95 : Vertical Patent Glazing Systems | Pr_20_31_12_58 : Non-Hydraulic Limes | C7142 : Location frequency and other arrangements for site meetings
|  |  | D26573 : Barn facilities | Sp_30_50_72 : Raw Materials Storage Tanks | Ss_25_20_95 : Weatherboarding Systems | Pr_20_31_12_59 : Non-Sulfate-Resisting Portland Cements | C715 : Contractors pre-contract planning
|  |  | D2659 : For other animals | Sp_30_50_77 : Sheltered Workshops | Ss_25_20_95_95 : Weatherboarding Systems | Pr_20_31_12_86 : Sulfate-Resisting Portland Cements | C7151 : Programming
|  |  | D268 : Miscellaneous agricultural facilities | Sp_30_50_80 : Spray Booths | Ss_25_25 : Wall Lining Systems | Pr_20_31_14 : Concrete Admixtures And Additives | C7152 : Site layout
|  |  | D2681 : Agricultural storage | Sp_30_50_90 : Vehicle Finishing Spaces | Ss_25_25_05 : Acoustic Panel Systems | Pr_20_31_14_01 : Adherence Proofing Concrete Admixtures | C7153 : Liaison with engineers
|  |  | D26811 : Bulk storage with thrust resistant walls | Sp_30_50_91 : Waste Gas Storage Spaces | Ss_25_25_45 : Lining And Casing Systems | Pr_20_31_14_02 : Air Entraining And Plasticizing Concrete Admixtures | C716 : Tenant decanting
|  |  | D26812 : Storage with non-thrust resistant walls | Sp_30_50_92 : Waste Gas Treatment Spaces | Ss_25_25_45_25 : Duct And Wall Panel Lining Systems | Pr_20_31_14_03 : Air Entraining And Plasticizing Mortar And Screed Admixtures | C72 : Construction operations on site
|  |  | D26813 : Storage with little or no wall Dutch barns | Sp_30_50_93 : Waste Liquids Storage Spaces | Ss_25_25_45_33 : Gypsum Board Casing Systems | Pr_20_31_14_15 : Concrete Expanding Agents | C721 : Quality control
|  |  | D26814 : Controlled environment facilities | Sp_30_50_94 : Waste Liquids Treatment Spaces | Ss_25_25_45_35 : Gypsum Board Wall Lining Systems | Pr_20_31_14_16 : Concrete Foaming Agents | C7211 : Quality control and management
|  |  | D26815 : Manure storage facilities dungsteads farm effluent tanks slurry tanks | Sp_30_50_95 : Waste Solids Storage Spaces | Ss_25_25_45_50 : Metal Framed Wall Lining Systems | Pr_20_31_14_31 : Frostproofing Concrete Admixtures | C7212 : Site inspection by consultants
|  |  | D2682 : Fields for containing animals | Sp_30_50_96 : Waste Solids Treatment Spaces | Ss_25_25_45_70 : Rigid Sheet Wall Lining And Casing Systems | Pr_20_31_14_36 : Hardening Accelerating Concrete Admixtures | C7213 : Site inspection by clerk of works
|  |  | D2683 : Fields for growing crops | Sp_30_50_97 : Waste Water Treatment Spaces | Ss_25_25_45_88 : Timber Board Casing Systems | Pr_20_31_14_38 : High Range Water Reducing And Superplasticizing Concrete Admixtures | C7214 : Commissioning and testing
|  |  | D2684 : Yards | Sp_30_50_98 : Workbench Spaces | Ss_25_25_45_90 : Timber Board Wall Lining Systems | Pr_20_31_14_58 : Oil Proofing Concrete Admixtures | C722 : Time control
|  |  | D2685 : Stalls pens for animals | Sp_30_60 : Cleaning And Maintenance Spaces | Ss_25_25_55 : Natural Stone Lining Systems | Pr_20_31_14_64 : Polymer Admixtures | C7221 : Maintenance of programme
|  |  | D27 : Manufacturing facilities by type of industry | Sp_30_60_15 : Commercial Laundries | Ss_25_25_55_55 : Natural Stone Lining Systems | Pr_20_31_14_76 : Set-Accelerating Concrete Admixtures | C7222 : Claims for extension of time
|  |  | D272 : Construction industry | Sp_30_60_23 : Domestic Laundries | Ss_25_25_70 : Radiation Shielding Lining Systems | Pr_20_31_14_77 : Set-Accelerating, Water Reducing And Plasticizing Concrete Admixtures | C723 : Cost control
|  |  | D2721 : Builders yards | Sp_30_60_25 : Drying And Airing Rooms | Ss_25_25_75 : Rigid Sheet Fine Lining And Panelling Systems | Pr_20_31_14_78 : Set-Retarding Concrete, Mortar And Plaster Admixtures | C7231 : Procedures for cost control
|  |  | D2722 : Local authority maintenance depots | Sp_30_60_46 : Laundrettes | Ss_25_25_75_05 : Acoustic Panel Lining Systems | Pr_20_31_14_79 : Set-Retarding, High Range Water Reducing And Superplasticizing Concrete Admixtures | C724 : Recording
|  |  | D273 : Food drink tobacco industries | Sp_30_90 : Warehousing And Distribution Spaces | Ss_25_25_75_30 : Framed Wood Panel Lining Systems | Pr_20_31_14_80 : Set-Retarding, Water Reducing And Plasticizing Concrete Admixtures | C7241 : Site meetings
|  |  | D2731 : Abattoirs | Sp_30_90_10 : Builderâ€™s Yards | Ss_25_25_75_63 : Plastics Panel Lining Systems | Pr_20_31_14_84 : Sprayed Concrete Admixtures | C7242 : Daywork records
|  |  | D2732 : Dairies | Sp_30_90_29 : Factory Seconds Outlets | Ss_25_25_75_65 : Plastics Veneered Panel Lining Systems | Pr_20_31_14_96 : Waterproofing Concrete Admixtures | C7243 : Progress photographs
|  |  | D2733 : Breweries | Sp_30_90_48 : Loading Docks | Ss_25_25_75_85 : Specialist Faced Panel Lining Systems | Pr_20_31_14_97 : Water-Reducing And Plasticizing Concrete Admixtures | C7244 : Weather records
|  |  | D2734 : Bakeries | Sp_30_90_50 : Maintenance Depots | Ss_25_25_75_95 : Wood Veneered Panel Lining Systems | Pr_20_31_14_98 : Water-Retaining Concrete Admixtures | C73 : Completion
|  |  | D2735 : Canning and bottling | Sp_30_90_65 : Road Salt Stores | Ss_25_25_95 : Wall Sheathing Systems | Pr_20_31_15 : Concretes | C731 : Detailed pre-completion inspection by consultants contractor and sub-contractors
|  |  | D2736 : Tobacco | Sp_30_90_80 : Sorting And Distribution Spaces | Ss_25_25_95_28 : External Wall Sheathing Systems | Pr_20_31_15_12 : Cement-Bound Granular Mixtures | C732 : Hand-over to client
|  |  | D2739 : Other food drink and tobacco industries | Sp_30_90_96 : Warehouse Spaces | Ss_25_30 : Door And Window Systems | Pr_20_31_15_30 : Fine Bedding Concretes | C732 : Hand-over and practical completion
|  |  | D274 : Chemical and allied industries | Sp_30_95 : Storage Spaces | Ss_25_30_15 : Concrete Wall Glazing Systems | Pr_20_31_15_66 : Pre-Blended Concretes | C733 : Health and safety file and operation and maintenance manual and tenants handbook
|  |  | D275 : Engineering industries metal industries | Sp_30_95_04 : Attics | Ss_25_30_15_15 : Concrete Security Window Systems | Pr_20_31_15_72 : Roman Concretes | C734 : Miscellaneous hand-over and practical completion issues
|  |  | D2751 : Metals | Sp_30_95_12 : Cellars | Ss_25_30_20_16 : Collapsible Gate And Grille Doorset Systems | Pr_20_31_15_80 : Small-Area Repair Concretes | C7341 : Training of operating and maintenance staff
|  |  | D2752 : Mechanical engineering | Sp_30_95_14 : Cloak Rooms | Ss_25_30_20_29 : Flexible Doorset Systems | Pr_20_31_35 : Granules And Powders | C7342 : Tenant communications
|  |  | D2753 : Instrument engineering | Sp_30_95_15 : Cold Store Rooms | Ss_25_30_20_30 : Frame And Door Leaf Systems | Pr_20_31_35_11 : Carborundum | C735 : Certificate of practical completion
|  |  | D2754 : Electrical and electronic engineering | Sp_30_95_33 : Goods Delivery Bays | Ss_25_30_20_32 : Frameless Glass Door Systems | Pr_20_31_35_22 : Diatomaceous Earth | C736 : Defects
|  |  | D2755 : Shipbuilding and marine engineering | Sp_30_95_34 : Goods Stores | Ss_25_30_20_35 : Hatch Systems | Pr_20_31_35_30 : Fly Ash | C737 : Final inspection
|  |  | D2756 : Vehicles | Sp_30_95_35 : Goods Warehouses | Ss_25_30_20_37 : High Security Doorset Systems | Pr_20_31_35_35 : Ground Granulated Blast Furnace Slag | C738 : Certificate of making good defects
|  |  | D2759 : Other metal goods | Sp_30_95_36 : Hazardous Waste Storage Spaces | Ss_25_30_20_38 : High Speed Doorset Systems | Pr_20_31_35_37 : Gypsum | C739 : Final accounts and final certificate
|  |  | D276 : Textile and clothing industries | Sp_30_95_47 : Left Luggage Rooms | Ss_25_30_20_39 : Hinged Doorset Systems | Pr_20_31_35_47 : Limestone Fines | C8 : Management of construction activities and project management
|  |  | D2761 : Textiles | Sp_30_95_59 : Outdoor Storage Spaces | Ss_25_30_20_40 : Industrial Doorset Systems | Pr_20_31_35_50 : Marble Dust | C81 : Occupation and facilities management
|  |  | D2762 : Leather leather goods and fur | Sp_30_95_77 : Secure Store Rooms | Ss_25_30_20_45 : Loading Bay Doorset Systems | Pr_20_31_35_51 : Metakaolin | C811 : Property and premises strategy planning and management
|  |  | D2763 : Clothes and footwear | Sp_30_95_80 : Small Shed Spaces | Ss_25_30_20_46 : Louvre Doorset Systems | Pr_20_31_35_52 : Microsilica | C8111 : Performance analysis
|  |  | D277 : Clay and cement and timber industries | Sp_30_95_85 : Stock Rooms | Ss_25_30_20_62 : Pivot Doorset Systems | Pr_20_31_35_53 : Mineral Pigments | C8112 : Property and asset registers
|  |  | D2771 : Brick manufacturing | Sp_30_95_86 : Storerooms | Ss_25_30_20_70 : Revolving (automatic) Doorset Systems | Pr_20_31_35_56 : Natural Pozzolan | C812 : Space management
|  |  | D2772 : Pottery manufacturing | Sp_30_95_94 : Vaults | Ss_25_30_20_71 : Revolving (manual) Doorset Systems | Pr_20_31_35_62 : Plaster Of Paris | C8121 : Space planning
|  |  | D2773 : Glass manufacturing | Sp_30_95_96 : Waste Storage Spaces | Ss_25_30_20_73 : Roller Grille Doorset Systems | Pr_20_31_35_75 : Sawdust | C8122 : Space design
|  |  | D2774 : Cement manufacturing | Sp_35 : Medical, Health, Welfare And Sanitary Spaces | Ss_25_30_20_74 : Roller Shutter Doorset Systems | Pr_20_31_35_81 : Silica Fume | C8123 : Space standards
|  |  | D2775 : Timber manufacturing | Sp_35_10 : Medical Spaces | Ss_25_30_20_76 : Sectional Overhead Doorset Systems | Pr_20_31_35_82 : Sintered Pulverised Fuel Ash | C8124 : Accommodation layouts
|  |  | D2776 : Furniture manufacturing | Sp_35_10_01 : Accident And Emergency Waiting Rooms | Ss_25_30_20_77 : Sliding Doorset Systems | Pr_20_31_35_86 : Synthetic Foam Granules | C8125 : Mobile desking
|  |  | D2777 : Paper manufacturing | Sp_35_10_08 : Birthing Rooms | Ss_25_30_20_78 : Sliding Folding Doorset Systems | Pr_20_31_53 : Mortars And Grouts | C8126 : Home working and teleworking
|  |  | D2778 : Printing and publishing | Sp_35_10_10 : Burns Units | Ss_25_30_20_84 : Strip Curtain Doorset Systems | Pr_20_31_53_08 : Brick Slip Adhesive Mortars | C813 : Contract office services outsourcing of office services
|  |  | D279 : Other manufacturing production facilities by type of industry | Sp_35_10_12 : Childrenâ€™s Wards | Ss_25_30_20_93 : Up-And-Over Doorset Systems | Pr_20_31_53_12 : Cementitious And Reaction Resin Grouts | C814 : Premises services
|  |  | D28 : Manufacturing facilities by type of premises | Sp_35_10_15 : Consulting Rooms | Ss_25_30_95 : Window Systems | Pr_20_31_53_13 : Cementitious Grouts | C8141 : Catering
|  |  | D281 : Heavy industry facilities | Sp_35_10_18 : Ct And Other Scanning Rooms | Ss_25_30_95_11 : Casement Window Systems | Pr_20_31_53_14 : Cementitious Tanking Mortars | C8142 : Recreation
|  |  | D2811 : Works | Sp_35_10_22 : Dental Surgeries | Ss_25_30_95_29 : Fixed Window Systems | Pr_20_31_53_15 : Concrete Repair Mortars | C8143 : Nurseries
|  |  | D2812 : Mills | Sp_35_10_23 : Dissection Rooms | Ss_25_30_95_38 : Hopper Window Systems | Pr_20_31_53_18 : Crystallization Active Slurry Mortars | C8144 : CrŠches
|  |  | D282 : Factories | Sp_35_10_24 : Doctors Consulting Rooms | Ss_25_30_95_48 : Louvre Window Systems | Pr_20_31_53_26 : Epoxy Mortars | C8145 : Transport facilities
|  |  | D2821 : Advance factories and standard factories | Sp_35_10_30 : Field Surgeries | Ss_25_30_95_62 : Pivot Window Systems | Pr_20_31_53_27 : Epoxy Resin Grouts | C8146 : Communication services
|  |  | D2822 : Flatted factories | Sp_35_10_36 : Hearing Test Rooms | Ss_25_30_95_75 : Sash Window Systems | Pr_20_31_53_28 : Epoxy Resin-Modified Cementitious Slurries | C815 : Maintenance and operation
|  |  | D2823 : Industrial workshops | Sp_35_10_37 : Hospital Laundries | Ss_25_30_95_78 : Sliding Window Systems | Pr_20_31_53_30 : Fibre-Reinforced Polymer-Modified Cementitious Mortars | C8151 : Maintenance of external fabric of buildings or other structures
|  |  | D2824 : Purpose built factories | Sp_35_10_38 : Hospital Records Stores | Ss_25_30_95_88 : Tilt-And-Turn Window Systems | Pr_20_31_53_31 : Fire-Resisting Mortars | C8152 : Maintenance of internal fabric of buildings decorating
|  |  | D283 : Light industrial facilities business parks for light industry | Sp_35_10_42 : Intensive Care Wards | Ss_25_32 : Gate Access Systems | Pr_20_31_53_32 : General Purpose Cement:Sand Mortars | C8153 : Cleaning of interior of buildings
|  |  | D284 : Industrial warehouses storage facilities | Sp_35_10_43 : Isolation Units | Ss_25_32_03 : Automated Pedestrian Gate Systems | Pr_20_31_53_33 : Glass Block Jointing Mortars | C8154 : Operation and maintenance of building services
|  |  | D2841 : Advance warehouses and stores | Sp_35_10_50 : Maternity Wards | Ss_25_32_05 : Automated Traffic Gate Systems | Pr_20_31_53_34 : Glass Block Pointing Mortars | C8156 : Energy management
|  |  | D2842 : Purpose built warehouses and stores | Sp_35_10_57 : Nursing Clinics | Ss_25_32_35 : Gate Systems | Pr_20_31_53_36 : Hand Grouts | C8157 : Environmental strategies
|  |  | D285 : Industrial process facilities | Sp_35_10_58 : Occupational Therapy Rooms | Ss_25_32_35_05 : Animal Gate Systems | Pr_20_31_53_40 : Injection Grouts | C8158 : Life cycle costing
|  |  | D2851 : Assembly line facilities | Sp_35_10_59 : Operating Theatres | Ss_25_32_35_15 : Chicane Systems | Pr_20_31_53_41 : Injection Mortar Damp-Proof Courses | C8159 : Health and safety at work
|  |  | D2852 : Industrial work facilities | Sp_35_10_64 : Pharmaceutical Dispensaries | Ss_25_32_35_30 : Folding Gate Systems | Pr_20_31_53_42 : Injection Mortars | C816 : Emergency procedures
|  |  | D2853 : Production machine rooms | Sp_35_10_65 : Pharmacies | Ss_25_32_35_37 : Hinged Gate Systems | Pr_20_31_53_43 : Intumescent Mortars | C8161 : Policies
|  |  | D286 : Industrial repair facilities | Sp_35_10_66 : Physiotherapy Rooms | Ss_25_32_35_40 : In-Line Inhibitor Systems | Pr_20_31_53_52 : Metal Anchor And Fixings Grouts | C8162 : Disaster recovery strategies
|  |  | D287 : Distribution centres | Sp_35_10_68 : Prosthetics Rehabilitation Rooms | Ss_25_32_35_45 : Kissing Gate Systems | Pr_20_31_53_60 : Paving Jointing Mortars | C8163 : Fire strategies
|  |  | D289 : Other industrial facilities | Sp_35_10_70 : Radiography Rooms | Ss_25_32_35_80 : Sliding Gate Systems | Pr_20_31_53_61 : Paving Laying Course Mortars | C8164 : Security strategies
|  |  | D3 : Administrative commercial protective service facilities | Sp_35_10_71 : Radiotherapy Rooms | Ss_25_32_35_85 : Stile Systems | Pr_20_31_53_62 : Paving Unit Priming Slurry Mortars | C817 : Relocation management
|  |  | D31 : Official administrative facilities law courts | Sp_35_10_72 : Receptionist Areas | Ss_25_32_35_90 : Turnstile Systems | Pr_20_31_53_64 : Polyester Resin Grouts | C83 : Feedback
|  |  | D311 : International legislative and administrative facilities | Sp_35_10_73 : Recovery Wards | Ss_25_32_50 : Manual Traffic Gate Systems | Pr_20_31_53_65 : Polymer-Modified Cementitious Mortars | C831 : Analysis of job records
|  |  | D3111 : European parliament | Sp_35_10_74 : Rehabilitation Rooms | Ss_25_32_60 : Pedestrian Access Point Control Barrier Systems | Pr_20_31_53_66 : Polymer-Modified Cementitious Slurries | C832 : Inspection of building
|  |  | D3112 : UN | Sp_35_10_76 : Screening Laboratories | Ss_25_34 : Operable Pedestrian Barrier Systems | Pr_20_31_53_71 : Resin Grouts | C833 : Studies of building in use
|  |  | D312 : National legislative and administrative facilities | Sp_35_30 : Health Spaces | Ss_25_34_25 : External Automated Pedestrian Barrier Systems | Pr_20_31_53_76 : Self-Hardening Slurry Mixes | C84 : Refurbishment and recommissioning
|  |  | D3121 : Parliaments | Sp_35_30_08 : Blood Donation Rooms | Ss_25_34_30 : External Manual Pedestrian Barrier Systems | Pr_20_31_53_88 : Thin-Layer Mortars | C9 : Management of construction activities and project management
|  |  | D3122 : Capitols | Sp_35_30_22 : Dental Surgeries | Ss_25_34_40 : Internal Automated Pedestrian Barrier Systems | Pr_20_31_53_90 : Thixotropic Resin Grouts | C91 : Decommissioning
|  |  | D3123 : Ministries | Sp_35_30_23 : Doctors Consulting Rooms | Ss_25_34_43 : Internal Manual Pedestrian Barrier Systems | Pr_20_31_53_96 : Waterproof Mortars | C92 : Demolition etc.
|  |  | D314 : Regional and local legislative and administrative facilities | Sp_35_30_30 : First Aid Posts | Ss_25_34_45 : Immigration Control Systems | Pr_20_31_56 : Natural Resins | C921 : Dismantling
|  |  | D3141 : Regional county and district offices | Sp_35_30_37 : Health Waiting Rooms | Ss_25_34_60 : Operable Industrial Safety Barrier Systems | Pr_20_31_56_11 : Balsam Resins | C922 : Demolition
|  |  | D3142 : Civic centres | Sp_35_30_52 : Minor Operating Theatres | Ss_25_34_70 : Railway Platform Barriers | Pr_20_31_56_13 : Benzoin Resins | C923 : Disposal
|  |  | D3143 : County city and town halls | Sp_35_30_57 : Nursing Clinics | Ss_25_36 : Operable Traffic Barrier Systems | Pr_20_31_56_16 : Copol Resins | C93 : Redevelopment
|  |  | D3144 : Guildhalls | Sp_35_30_63 : Pharmaceutical Dispensaries | Ss_25_36_24 : Dry Dock Gate Systems | Pr_20_31_56_21 : Damar Resins | unknown
|  |  | D3145 : Mayors parlours | Sp_35_30_64 : Physiotherapy Rooms | Ss_25_36_26 : External Automated Traffic Barrier Systems:- | Pr_20_31_56_46 : Lacquer Resins
|  |  | D3146 : Governors residences | Sp_35_30_67 : Prosthetics Rehabilitation Rooms | Ss_25_36_28 : External Manual Traffic Barrier Systems | Pr_20_31_56_50 : Mastic Resins
|  |  | D315 : Local offices of government departments | Sp_35_30_71 : Receptionist Areas | Ss_25_36_30 : Flood/ Storm Surge Barrier Systems | Pr_20_31_56_77 : Shellac Resins
|  |  | D3151 : Taxation facilities and customs houses | Sp_35_30_72 : Records Stores | Ss_25_36_40 : Internal Automated Traffic Barrier Systems | Pr_20_31_56_91 : Turpentine Resins
|  |  | D3152 : Labour exchange facilities | Sp_35_30_76 : Screening Laboratories | Ss_25_36_42 : Internal Manual Traffic Barrier Systems | Pr_20_31_71 : Reinforcing Fibres
|  |  | D31521 : Job centres | Sp_35_30_78 : Sick Bays | Ss_25_36_50 : Marina/ Sea Gate Systems | Pr_20_31_71_11 : Carbon Steel Fibres
|  |  | D31522 : Employment exchanges | Sp_35_30_87 : Tattoo Parlours | Ss_25_36_56 : Operable Industrial Traffic Barrier Systems | Pr_20_31_71_32 : Glass Fibres
|  |  | D3153 : Benefit offices and Department of Social Security offices | Sp_35_50 : Welfare Spaces | Ss_25_36_58 : Operable Rail Barrier Systems | Pr_20_31_71_65 : Polymer Fibres
|  |  | D3154 : Local housing offices | Sp_35_50_15 : Convalescence Decks | Ss_25_36_60 : Operable Road Barrier Systems | Pr_20_31_71_85 : Stainless Steel Fibres
|  |  | D316 : Official representation facilities | Sp_35_50_16 : Convalescence Rooms | Ss_25_36_62 : Operable Water Barrier Systems | Pr_20_31_86 : Synthetic Resins
|  |  | D3161 : Palaces | Sp_35_50_17 : CrÃ¨Ches | Ss_25_36_64 : Operable-Bridge Barrier Systems | Pr_20_31_86_01 : Acetal Resins
|  |  | D3162 : Presidential residences | Sp_35_50_28 : Exercise Rooms | Ss_25_36_70 : Railway Crossing Systems | Pr_20_31_86_02 : Acrylic Resins
|  |  | D3163 : Embassies | Sp_35_50_36 : Homeless Dormitories | Ss_25_36_90 : Traffic Restraint Systems | Pr_20_31_86_03 : Acrylonitrile Butadiene Styrene (ABS) Resins
|  |  | D3164 : Consulates | Sp_35_50_37 : Homeless Refectories | Ss_25_36_90_10 : Bollard Systems | Pr_20_31_86_04 : Alkyd Resins
|  |  | D3165 : Legations | Sp_35_50_38 : Hospice Bedrooms | Ss_25_36_90_14 : Combined Metal And Concrete Vehicle Safety Parapet Systems | Pr_20_31_86_27 : Epoxy Resins
|  |  | D3166 : High commissions | Sp_35_50_55 : Needle Use Rooms | Ss_25_36_90_16 : Concrete Safety Barrier (CSB) System | Pr_20_31_86_28 : Ethylene Vinyl Acetate (EVA) Resins
|  |  | D3167 : Missions | Sp_35_50_56 : Nurseries | Ss_25_36_90_44 : Low-Speed Concrete Safety Parapet (PCONC) Systems | Pr_20_31_86_46 : Liquid Crystal Polymer Resins
|  |  | D317 : Law courts | Sp_35_50_57 : Nursing Home Bedrooms | Ss_25_36_90_46 : Low-Speed Masonry Safety Parapet (PMAS) Systems | Pr_20_31_86_48 : Long-Fibre Reinforced Plastics Resins
|  |  | D3171 : Civil courts | Sp_35_50_75 : Sanatoria Wards | Ss_25_36_90_48 : Low-Speed Metal Vehicle Safety Parapet Systems | Pr_20_31_86_51 : Melamine Formaldehyde (MF) Resins
|  |  | D31711 : County courts | Sp_35_50_80 : Soup Kitchens | Ss_25_36_90_50 : Metal Vehicle Safety Fence Systems | Pr_20_31_86_59 : Phenol Formaldehyde (PF) Resins
|  |  | D31712 : Magistrates courts | Sp_35_50_85 : Suicide-Watch Rooms | Ss_25_36_90_95 : Vehicle Safety Control Systems | Pr_20_31_86_60 : Polyamide (PA) Resins
|  |  | D3172 : Criminal courts and assizes | Sp_35_50_97 : Welfare Interview Rooms | Ss_25_36_90_97 : Wire Rope Safety Barrier Fence (WRSF) Systems | Pr_20_31_86_61 : Polycarbonate Resins
|  |  | D3173 : Court rooms | Sp_35_70 : Funerary Spaces | Ss_25_36_95 : Vehicle Access Point Control Systems | Pr_20_31_86_62 : Polyethylene (PE) Resins
|  |  | D319 : Other official administrative facilities | Sp_35_70_12 : Cemeteries | Ss_25_36_95_05 : Automated Heavy-Duty Gate Systems | Pr_20_31_86_63 : Polyethylene Terephthalate (PET) Resins
|  |  | D3192 : Ceremonial suites | Sp_35_70_13 : Chapels Of Rest | Ss_25_36_95_35 : Heavy Duty Sliding Beam Barrier Systems | Pr_20_31_86_64 : Polyphenylene Sulfide Resins
|  |  | D3193 : Robing rooms | Sp_35_70_15 : Columbaria | Ss_25_36_95_36 : Height Restrictor Systems | Pr_20_31_86_65 : Polypropylene Resins
|  |  | D3194 : Debating chambers | Sp_35_70_18 : Crematorium Oven Rooms | Ss_25_36_95_38 : Horizontal Swing Gate Systems | Pr_20_31_86_66 : Polystyrene (PS) Resins
|  |  | D32 : Office facilities | Sp_35_70_29 : Field Mortuaries | Ss_25_36_95_40 : Hydraulic Ramp Systems | Pr_20_31_86_67 : Polyurethane (PU) Resins
|  |  | D321 : Business parks consisting of office buildings | Sp_35_70_31 : Funeral Parlours | Ss_25_36_95_50 : Movable Bollard And Car Park Post Systems | Pr_20_31_86_68 : Polyvinylchloride (PVC) Resins
|  |  | D322 : Purpose built office facilities | Sp_35_70_32 : Funeral Vaults | Ss_25_36_95_70 : Rising Arm Barrier Systems | Pr_20_31_86_77 : Silicone Resins
|  |  | D323 : Office facilities built speculatively | Sp_35_70_33 : Gardens Of Remembrance | Ss_25_36_95_85 : Static Bollard Systems | Pr_20_31_86_88 : Thermoplastic Elastomer (TPE) Resins
|  |  | D324 : Open-plan office facilities landscaped office facilities brolanschaft | Sp_35_70_50 : Mausoleums | Ss_25_36_95_94 : Vehicle Flow Plate Systems | Pr_20_31_86_92 : Unsaturated Polyester (UP) Resins
|  |  | D325 : Traditional office facilities | Sp_35_70_54 : Morgues | Ss_25_36_95_96 : Vehicle Stop Systems | Pr_20_31_86_93 : Urea Formaldehyde (UF) Resins
|  |  | D327 : Art and design studios drawing offices | Sp_35_70_55 : Mortuaries | Ss_25_38 : Wall And Barrier Opening Hardware Systems | Pr_20_31_86_94 : Vinyl Ester Resins
|  |  | D329 : Other office facilities | Sp_35_70_78 : Shrines | Ss_25_38_20 : Door And Gate Hardware Systems | Pr_20_76 : Sectional Products
|  |  | D3291 : Typing and word processing pools | Sp_35_70_90 : Tombs | Ss_25_38_20_20 : Door Hardware Systems | Pr_20_76_03_02 : Aluminium Angles
|  |  | D3292 : Executives offices | Sp_35_80 : Sanitary Spaces | Ss_25_38_20_30 : Garage Door Hardware Systems | Pr_20_76_03_11 : Carbon Steel Angles
|  |  | D33 : Commercial facilities | Sp_35_80_01 : Accessible Changing Rooms | Ss_25_38_20_33 : Gate Hardware Systems | Pr_20_76_06 : Balusters And Newel Posts
|  |  | D334 : High street banks building societies | Sp_35_80_02 : Accessible Public Bathrooms | Ss_25_38_20_35 : Hatch Hardware Systems | Pr_20_76_06_03 : Aluminium Balusters And Newel Posts
|  |  | D3341 : With offices and accommodation | Sp_35_80_03 : Accessible Public Showers | Ss_25_38_20_70 : Relocatable Partition Hardware Systems | Pr_20_76_06_11 : Carbon Steel Balusters And Newel Posts
|  |  | D3342 : Without offices and accommodation | Sp_35_80_04 : Accessible Public Toilets | Ss_25_38_20_80 : Shutter Hardware Systems | Pr_20_76_06_12 : Cast Iron Balusters And Newel Posts
|  |  | D335 : Insurance facilities | Sp_35_80_06 : Baby Changing Rooms | Ss_25_38_95 : Window Hardware Systems | Pr_20_76_06_16 : Concrete Balusters And Newel Posts
|  |  | D3351 : Underwriting facilities | Sp_35_80_50 : Menâ€™s Changing Rooms | Ss_25_38_95_95 : Window Hardware Systems | Pr_20_76_06_36 : Hardwood Balusters And Newel Posts
|  |  | D337 : Investment facilities | Sp_35_80_51 : Menâ€™s Public Bathrooms | Ss_25_40 : External Wall Covering And Finish Systems | Pr_20_76_06_63 : Plastics Balusters And Newel Posts
|  |  | D3371 : Stock exchanges | Sp_35_80_52 : Menâ€™s Public Showers | Ss_25_40_25 : External Wall Tiling Systems | Pr_20_76_06_80 : Softwood Balusters And Newel Posts
|  |  | D3372 : Stockbroking facilities | Sp_35_80_53 : Menâ€™s Public Toilets (e.g. Toilet Pods) | Ss_25_40_25_25 : External Wall Tiling Systems | Pr_20_76_06_83 : Stainless Steel Balusters And Newel Posts
|  |  | D33721 : Dealers desks | Sp_35_80_59 : Open Shower Areas | Ss_25_40_50 : Metal Lathing And Anchored Mesh Reinforcement Systems | Pr_20_76_06_86 : Stone Balusters And Newel Posts
|  |  | D339 : Other commercial facilities | Sp_35_80_64 : Private Bathrooms (e.g. Bathroom Pods) | Ss_25_40_50_05 : Anchored Mesh Reinforcement Systems | Pr_20_76_08 : Bollards
|  |  | D3391 : Banking halls | Sp_35_80_65 : Private Showers | Ss_25_40_50_50 : Metal Lathing Casing Systems | Pr_20_76_08_01 : Aluminium Bollards
|  |  | D3392 : Safe deposits | Sp_35_80_66 : Private Toilets | Ss_25_40_50_51 : Metal Lathing On Framing Systems | Pr_20_76_08_03 : Aluminium Hinged Bollards
|  |  | D3393 : Tellers boxes | Sp_35_80_80 : Smoking Spaces | Ss_25_40_50_52 : Metal Lathing On Hangers, Bearers And Runners Systems | Pr_20_76_08_04 : Aluminium Rising Bollards
|  |  | D34 : Trading facilities shops | Sp_35_80_91 : Unisex Changing Rooms | Ss_25_40_50_53 : Metal Lathing On Solid Substrate Systems | Pr_20_76_08_05 : Aluminium Telescopic Bollards
|  |  | D341 : Wholesaling auction and market facilities etc. | Sp_35_80_92 : Unisex Public Bathrooms | Ss_25_40_70 : Render And Roughcast Coating Systems | Pr_20_76_08_11 : Carbon Steel Bollards
|  |  | D3411 : Wholesaling and factory retail facilities | Sp_35_80_93 : Unisex Public Showers | Ss_25_40_70_55 : Multicoat Render Systems | Pr_20_76_08_12 : Carbon Steel Hinged Bollards
|  |  | D3412 : Mail order and catalogue sales facilities | Sp_35_80_94 : Unisex Public Toilets | Ss_25_40_70_60 : One Coat Render Systems | Pr_20_76_08_13 : Carbon Steel Rising Bollards
|  |  | D3413 : Auction facilities | Sp_35_80_95 : Urinals | Ss_25_40_70_90 : Tiling And Mosaic Mortar Substrate Systems | Pr_20_76_08_14 : Carbon Steel Telescopic Bollards
|  |  | D3414 : Livestock markets | Sp_35_80_96 : Womenâ€™s Changing Rooms | Ss_25_40_72 : Rendered Insulation Systems | Pr_20_76_08_15 : Cast Iron Bollards
|  |  | D3415 : Markets (other than livestock) | Sp_35_80_97 : Womenâ€™s Public Bathrooms | Ss_25_40_82 : Sprayed External Monolithic Coating Systems | Pr_20_76_08_16 : Concrete Bollards
|  |  | D34151 : Open air markets | Sp_35_80_98 : Womenâ€™s Public Showers | Ss_25_40_82_82 : Sprayed External Monolithic Coating Systems | Pr_20_76_08_36 : Hardwood Bollards
|  |  | D34152 : Indoor markets | Sp_35_80_99 : Womenâ€™s Public Toilets | Ss_25_40_85 : Suspended Render Systems | Pr_20_76_08_60 : Plastics Bollards
|  |  | D3416 : Multiple trading markets | Sp_35_90 : Animal Medical, Health, Welfare, Funerary And Sanitary Spaces | Ss_25_45 : Internal Wall Covering And Finish Systems | Pr_20_76_08_62 : Plastics Hinged Bollards
|  |  | D3417 : Utilities service centres | Sp_35_90_02 : Animal Clinics | Ss_25_45_02 : Acoustic Covering Systems | Pr_20_76_08_64 : Plastics Rising Bollards
|  |  | D342 : Shopping centres malls and arcades | Sp_35_90_03 : Animal Clipping And Pedicuring Boutiques | Ss_25_45_25 : Drapery Systems | Pr_20_76_08_66 : Plastics Telescopic Bollards
|  |  | D343 : Department stores | Sp_35_90_04 : Animal Dispensaries | Ss_25_45_45 : Internal Wall Tiling Systems | Pr_20_76_08_80 : Softwood Bollards
|  |  | D344 : Supermarkets food superstores | Sp_35_90_05 : Animal Exercise Yards | Ss_25_45_45_40 : Internal Wall Tiling Systems | Pr_20_76_08_82 : Stainless Steel Bollards
|  |  | D3441 : Food superstores | Sp_35_90_06 : Animal Funerary Spaces | Ss_25_45_65 : Plaster Coating Systems | Pr_20_76_08_83 : Stainless Steel Hinged Bollards
|  |  | D3442 : Supermarkets | Sp_35_90_07 : Animal Operating Theatres | Ss_25_45_65_15 : Clay Plaster Systems | Pr_20_76_08_84 : Stainless Steel Rising Bollards
|  |  | D345 : High street shops | Sp_35_90_08 : Animal Quarantine Spaces | Ss_25_45_65_55 : Multicoat Plaster Systems | Pr_20_76_08_85 : Stainless Steel Telescopic Bollards
|  |  | D346 : Corner shops kiosks | Sp_35_90_09 : Animal Recovery Wards | Ss_25_45_65_58 : One Coat Plaster Systems | Pr_20_76_08_86 : Stone Bollards
|  |  | D347 : Retail facilities by type of goods sold | Sp_35_90_37 : Hippotherapy Pools | Ss_25_45_65_60 : Parge Coat Systems | Pr_20_76_51 : Metal Sections
|  |  | D3471 : Food shops | Sp_35_90_90 : Welfare Aquaria | Ss_25_45_65_90 : Tiling And Mosaic Mortar Substrate Systems | Pr_20_76_51_01 : Aluminium Cold Drawn Bars And Rods
|  |  | D3472 : Durable goods shops | Sp_35_90_92 : Welfare Aviaries | Ss_25_45_70 : Rolled Paper And Fabric Covering Systems | Pr_20_76_51_02 : Aluminium Curtain Wall Frame Sections
|  |  | D3473 : Pharmacies | Sp_35_90_93 : Welfare Cages | Ss_25_45_70_70 : Rolled Covering Systems | Pr_20_76_51_03 : Aluminium Extruded Bars And Rods
|  |  | D3474 : Florists | Sp_35_90_95 : Welfare Kennels | Ss_25_45_85 : Sprayed Internal Monolithic Coating Systems | Pr_20_76_51_04 : Aluminium Extruded Precision Profiles
|  |  | D3475 : Service shops | Sp_35_90_97 : Welfare Stables | Ss_25_45_85_85 : Sprayed Internal Monolithic Coating Systems | Pr_20_76_51_05 : Aluminium Extruded Profiles
|  |  | D3476 : Craft workshops and shops | Sp_35_90_98 : Welfare Stalls | Ss_25_45_88 : Terrazzo Wall Tiling Systems | Pr_20_76_51_06 : Aluminium Mullions And Transoms
|  |  | D3477 : DIY hardware shops | Sp_35_90_99 : Welfare Sties | Ss_25_45_88_88 : Terrazzo Wall Tiling Systems | Pr_20_76_51_07 : Aluminium Patent Glazing Bars
|  |  | D3479 : Other shops | Sp_40 : Recreational Spaces | Ss_25_45_90 : Unit Facing Systems | Pr_20_76_51_09 : Brass Sections
|  |  | D348 : Dealers merchants | Sp_40_05 : Amusement Spaces | Ss_25_45_95 : Wall Damp-Proofing Systems | Pr_20_76_51_10 : Bronze Sections
|  |  | D3481 : Coal merchants | Sp_40_05_01 : Adventure Playgrounds | Ss_25_45_95_10 : Cementitious Mortar Internal Wall Damp-Proofing Slurry Systems | Pr_20_76_51_11 : Carbon Steel Bars
|  |  | D3482 : Builders merchants | Sp_40_05_03 : Amusement Arcades | Ss_25_45_95_15 : Cold-Applied Liquid Wall Damp-Proofing Systems | Pr_20_76_51_12 : Carbon Steel Channels
|  |  | D3483 : Plumbers merchants | Sp_40_05_08 : Bookmakerâ€™s Halls | Ss_25_45_95_65 : Plastics Studded Membrane Wall Damp-Proofing Systems | Pr_20_76_51_13 : Carbon Steel Curtain Wall Frame Sections
|  |  | D349 : Other trading facilities | Sp_40_05_11 : Camping Sites | Ss_25_45_95_75 : Site Batched And Mixed Cementitious Render Wall Damp-Roofing Systems | Pr_20_76_51_14 : Carbon Steel Curved Sections
|  |  | D3491 : Shops with office domestic accommodation | Sp_40_05_12 : Caravan Sites | Ss_25_50 : Wall-Mounted Canopy And Screen Systems | Pr_20_76_51_15 : Carbon Steel Hollow Sections
|  |  | D3492 : Shop showrooms | Sp_40_05_13 : Casino Floors | Ss_25_50_05 : Awning Systems | Pr_20_76_51_16 : Carbon Steel Mullions And Transoms
|  |  | D3493 : Booking halls | Sp_40_05_23 : Dodgem Cars Arenas | Ss_25_50_35 : Grille Systems | Pr_20_76_51_17 : Carbon Steel Pales
|  |  | D3494 : Fitting rooms | Sp_40_05_42 : Indoor Rides | Ss_25_50_45 : Louvre And Shading Systems | Pr_20_76_51_18 : Carbon Steel Patent Glazing Bars
|  |  | D3495 : Stalls at markets | Sp_40_05_43 : Interpretation Spaces | Ss_25_50_45_10 : Canopy Systems | Pr_20_76_51_19 : Carbon Steel Tees
|  |  | D37 : Protective service facilities | Sp_40_05_58 : Observation Decks | Ss_25_50_45_30 : Facade-Aligned Brise Soleil Systems | Pr_20_76_51_20 : Cold-Formed Carbon Steel Sections
|  |  | D371 : Rescue and aid facilities | Sp_40_05_59 : Outdoor Activity Areas | Ss_25_50_45_45 : Louvre Screen Systems | Pr_20_76_51_21 : Cold-Formed Steel Strip Studs
|  |  | D3711 : Fire service facilities stations | Sp_40_05_60 : Outdoor Rides | Ss_25_50_45_60 : Panellized Louvre Screen Systems | Pr_20_76_51_73 : Resilient (acoustic) Bars
|  |  | D37111 : Fire training towers | Sp_40_05_62 : Permanent Fair Grounds | Ss_25_50_45_65 : Projecting Brise Soleil Systems | Pr_20_76_51_77 : Sheathed Carbon Steel Patent Glazing Bars
|  |  | D3712 : Ambulance facilities stations | Sp_40_05_63 : Play Spaces | Ss_25_50_75 : Screen Systems | Pr_20_76_51_83 : Stainless Steel Bars And Rods
|  |  | D3713 : Mountain rescue facilities | Sp_40_05_64 : Playgrounds | Ss_25_50_80 : Shutter Systems | Pr_20_76_51_84 : Stainless Steel Mullions And Transoms
|  |  | D3714 : Air rescue facilities | Sp_40_05_65 : Pleasure Gardens | Ss_25_60 : Wall And Barrier Accessory Systems | Pr_20_76_51_85 : Stainless Steel Pales
|  |  | D3715 : Air sea rescue facilities | Sp_40_05_67 : Public Gardens | Ss_25_60_10 : Cavity Wall Tie Renewal And Insertion Systems | Pr_20_76_51_98 : Wrought Iron Sections
|  |  | D374 : Police stations law enforcement facilities | Sp_40_05_68 : Public Parks | Ss_25_60_20 : Damp-Proof Course Renewal And Insertion Systems | Pr_20_76_52 : Metal Tubes And Hollow Sections
|  |  | D375 : Military facilities | Sp_40_05_88 : Temporary Fair Grounds | Ss_25_60_20_15 : Chemical Injection Damp Proof Course Systems | Pr_20_76_52_01 : Aluminium Cold Drawn Tubes
|  |  | D3751 : Air force facilities | Sp_40_05_89 : Theme Parks | Ss_25_60_20_65 : Physical Insertion Damp Proof Course Systems | Pr_20_76_52_03 : Aluminium Extruded Tubes
|  |  | D3752 : Navy facilities | Sp_40_05_90 : Tourist Information Offices | Ss_25_60_30 : Fire Stopping Systems | Pr_20_76_52_16 : Carbon Steel Hot-Finished Hollow Sections
|  |  | D3753 : Army facilities general armed forces facilities | Sp_40_05_99 : Zen Gardens | Ss_25_60_30_40 : Individual Services Penetrations Fire Stopping Systems | Pr_20_76_52_19 : Carbon Steel Seamless Tubes
|  |  | D37531 : Territorial army centres | Sp_40_20 : Dining Spaces | Ss_25_60_30_45 : Linear Gap Fire Stopping Systems | Pr_20_76_52_20 : Carbon Steel Welded Tubes
|  |  | D3754 : Civil defence facilities | Sp_40_20_05 : Banqueting Rooms | Ss_25_60_30_48 : Loose Fire Stopping Systems | Pr_20_76_52_85 : Stainless Steel Seamless Circular Tubes
|  |  | D3755 : Camps depots bases ranges missile sites early warning stations | Sp_40_20_06 : Bars | Ss_25_60_30_55 : Multiple Services Penetrations Fire Stopping Systems | Pr_20_76_52_86 : Stainless Steel Welded Circular Tubes
|  |  | D3756 : Blockhouses city walls | Sp_40_20_07 : Beer Cellars | Ss_25_60_30_62 : Pipe Collar Fire Stopping Systems | Pr_20_76_63 : Plastics Sections
|  |  | D3757 : Air raid shelters fall out shelters | Sp_40_20_08 : Beer Gardens | Ss_25_60_35 : Glazing Systems | Pr_20_76_63_16 : Plastics Columns
|  |  | D3759 : Other military facilities | Sp_40_20_09 : Beverage Stations | Ss_25_60_35_06 : Bead-Fixed Insulating Glazing Systems | Pr_20_76_63_20 : Plastics Curtain Wall Frame Sections
|  |  | D376 : Detention secure facilities prisons | Sp_40_20_10 : Buffet Bars | Ss_25_60_35_08 : Bead-Fixed Single Glazing Systems | Pr_20_76_63_55 : Plastics Mullions And Transoms
|  |  | D3761 : Open prisons | Sp_40_20_11 : Canteens | Ss_25_60_35_30 : Fire-Resistant Glazing Systems | Pr_20_76_63_60 : Plastics Palisades
|  |  | D3762 : Closed prisons | Sp_40_20_14 : Cocktail Lounges | Ss_25_60_35_33 : Glazing Film Systems | Pr_20_76_63_91 : Plastics Tubes
|  |  | D37621 : Semi-secure prisons | Sp_40_20_15 : Cold Rooms | Ss_25_60_35_35 : Groove-Fixed Single Glazing Systems | Pr_20_76_64 : Posts And Post Accessories
|  |  | D37622 : Secure prisons | Sp_40_20_16 : Cook/ Chill Spaces | Ss_25_60_35_40 : Internal Use Bead And Tape, Groove Or Channel Glazing Systems | Pr_20_76_64_02 : Adjustable Post Bases
|  |  | D3763 : Maximum security prisons | Sp_40_20_19 : Customer Queuing Spaces | Ss_25_60_35_50 : Mirror Glazing Systems | Pr_20_76_64_04 : Aluminium Posts
|  |  | D3764 : Remand centres bail hostels | Sp_40_20_20 : Customer Waiting Areas | Ss_25_60_35_65 : Putty-Fronted Single Glazing Systems | Pr_20_76_64_05 : Aluminium Post Tops
|  |  | D3765 : Young offenders institutions borstals | Sp_40_20_27 : Enclosed Dining Areas | Ss_25_60_35_75 : Single-Sided Gasket Glazing Systems | Pr_20_76_64_11 : Carbon Steel Electric Security Fencing Posts
|  |  | D3766 : Assessment centres | Sp_40_20_28 : Food Courts | Ss_25_60_35_85 : Structural Zipper Gasket Glazing Systems | Pr_20_76_64_12 : Carbon Steel Post Extension Arms
|  |  | D3767 : Cells | Sp_40_20_32 : Footpath Dining Areas | Ss_25_60_35_95 : U-Profiled Glazing Systems | Pr_20_76_64_13 : Carbon Steel Post Tops
|  |  | D3769 : Other detention facilities | Sp_40_20_33 : Function Rooms | Ss_25_60_50 : Metal Sheet Wall Flashing And Weathering Systems | Pr_20_76_64_14 : Carbon Steel Posts
|  |  | D379 : Other protective service facilities | Sp_40_20_45 : Kitchens | Ss_25_60_50_03 : Aluminium Flashing Systems | Pr_20_76_64_15 : Carbon Steel Wind Posts
|  |  | D4 : Medical health welfare facilities | Sp_40_20_46 : Larders | Ss_25_60_50_05 : Aluminium Sheet Weathering Systems | Pr_20_76_64_16 : Cast Iron Post Tops
|  |  | D41 : Medical facilities (hospitals) | Sp_40_20_52 : Messes | Ss_25_60_50_15 : Copper Sheet Weathering Systems | Pr_20_76_64_17 : Cast Iron Posts
|  |  | D411 : Tertiary teaching hospitals | Sp_40_20_58 : Open-Plan Dining Areas | Ss_25_60_50_45 : Lead Cladding Flashing Systems | Pr_20_76_64_18 : Concrete Post Extension Arms
|  |  | D412 : District general hospitals | Sp_40_20_59 : Outdoor Dining Areas | Ss_25_60_50_47 : Lead Damp-Proof Course Systems | Pr_20_76_64_19 : Concrete Post Tops
|  |  | D413 : Other types of hospitals units connected with hospitals | Sp_40_20_60 : Pantries | Ss_25_60_50_49 : Lead Sheet Weathering Systems | Pr_20_76_64_20 : Concrete Posts
|  |  | D4131 : Small local hospitals cottage hospitals | Sp_40_20_72 : Refectories | Ss_25_60_50_85 : Stainless Steel Sheet Weathering Systems | Pr_20_76_64_36 : Hardwood Hand Posts
|  |  | D4132 : Private hospital facilities hospitals | Sp_40_20_75 : Salad Bars | Ss_25_60_50_95 : Zinc Sheet Weathering Systems | Pr_20_76_64_37 : Hardwood Post Tops
|  |  | D4133 : Day hospital facilities hospitals | Sp_40_20_77 : Serveries | Ss_25_95 : Temporary Wall And Barrier Systems | Pr_20_76_64_38 : Hardwood Posts
|  |  | D4134 : Field hospitals | Sp_40_20_87 : Tap Rooms | Ss_25_95_30 : Temporary Flood Barrier Systems | Pr_20_76_64_39 : Hardwood Spindles
|  |  | D4135 : Psychiatric hospitals psychiatric units | Sp_40_20_90 : Tray Return Spaces | Ss_25_95_60 : Temporary Pedestrian Barrier Systems | Pr_20_76_64_60 : Plastics Post Tops
|  |  | D4136 : Long stay hospitals long stay units | Sp_40_20_96 : Waste Food Handling Spaces | Ss_25_95_70 : Temporary Rail Barrier Systems | Pr_20_76_64_62 : Plastics Posts
|  |  | D4137 : Maternity gynaecological units | Sp_40_20_98 : Wine Cellars | Ss_25_95_75 : Temporary Road Barrier Systems | Pr_20_76_64_80 : Softwood Hand Posts
|  |  | D4138 : Childrens hospitals paediatric care facilities | Sp_40_35 : Historic Recreational Spaces | Ss_25_95_85 : Temporary Traffic Barrier Systems | Pr_20_76_64_81 : Softwood Post Tops
|  |  | D4139 : Other | Sp_40_35_04 : Anglo-Saxon Ruins | Ss_25_95_90 : Temporary Water Barrier Systems | Pr_20_76_64_82 : Softwood Posts
|  |  | D414 : Core hospital facilities | Sp_40_35_06 : Battle Sites | Ss_25_95_95 : Waterway Barrier And Floating Boom Systems | Pr_20_76_64_83 : Stainless Steel Post Tops
|  |  | D4141 : Wards and inpatients facilities | Sp_40_35_37 : Historic Earthworks | Ss_30 : Roof, Floor And Paving Systems | Pr_20_76_64_84 : Stainless Steel Posts
|  |  | D4142 : Outpatients facilities | Sp_40_35_41 : Indoor Historic Spaces | Ss_30_05 : Roof, Floor And Paving Substructure Systems | Pr_20_76_64_85 : Stainless Steel Wind Posts
|  |  | D4143 : Accident and emergency casualty | Sp_40_35_42 : Industrial Ruins | Ss_30_05_30 : Floor Damp-Proofing Systems | Pr_20_76_64_86 : Stand-Off Post Bases
|  |  | D4144 : Intensive care | Sp_40_35_51 : Medieval Ruins | Ss_30_05_30_10 : Cementitious Mortar Internal Floor Damp-Proofing Slurry Systems | Pr_20_76_88 : Timber Sections
|  |  | D4145 : Operating theatres surgery facilities | Sp_40_35_57 : Norman Ruins | Ss_30_05_30_15 : Cold-Applied Liquid Floor Damp-Proofing Systems | Pr_20_76_88_14 : Cleft Chestnut Pales
|  |  | D4146 : Diagnosis facilities and radiology (X-ray diagnosis radiotherapy) | Sp_40_35_66 : Prehistoric Ruins | Ss_30_05_30_30 : Fully-Bonded Bitumen Membrane Overslab Damp-Proofing Systems | Pr_20_76_88_31 : Hardwood Bearers
|  |  | D4147 : Rehabilitation and physical medicine (physiotherapy occupational therapy speech therapy etc.) | Sp_40_35_72 : Roman Ruins | Ss_30_05_30_35 : Fully-Bonded Bitumen Membrane Underslab Damp-Proofing Systems | Pr_20_76_88_32 : Hardwood Capping And Counter Fencing Rails
|  |  | D4148 : Central supply facilities | Sp_40_35_95 : Viking Ruins | Ss_30_05_30_40 : Hot-Applied Liquid Floor Damp-Proofing Systems | Pr_20_76_88_33 : Hardwood Fencing Battens
|  |  | D415 : Specialised hospital facilities by part of body | Sp_40_60 : Performing Arts Performance Spaces | Ss_30_05_30_45 : Loose-Laid Bitumen Membrane Overslab Damp-Proofing Systems | Pr_20_76_88_34 : Hardwood Fencing Rails
|  |  | D4151 : Ear nose and throat | Sp_40_60_06 : Bandstands | Ss_30_05_30_46 : Loose-Laid Bitumen Membrane Underslab Damp-Proofing Systems | Pr_20_76_88_35 : Hardwood Floating Floor Battens
|  |  | D4152 : Dental | Sp_40_60_11 : Cat Walks | Ss_30_05_30_48 : Loose-Laid Membrane Oversite Damp-Proofing Systems | Pr_20_76_88_36 : Hardwood Gravity Battens
|  |  | D4153 : Heart | Sp_40_60_13 : Circus Rings | Ss_30_05_30_50 : Loose-Laid Polyethylene Membrane Overslab Damp-Proofing Systems | Pr_20_76_88_37 : Hardwood Log Poles
|  |  | D4154 : Eye | Sp_40_60_21 : Dance Floors | Ss_30_05_30_51 : Loose-Laid Polyethylene Membrane Underslab Damp-Proofing Systems | Pr_20_76_88_38 : Hardwood Noggings
|  |  | D4155 : Feet and chiropody | Sp_40_60_30 : Film Studios | Ss_30_05_30_55 : Mastic Asphalt Floor Damp-Proofing Systems | Pr_20_76_88_40 : Hardwood Pales
|  |  | D4156 : Spinal Injuries neurological | Sp_40_60_31 : Fixed Stages | Ss_30_05_30_60 : Plastics Studded Membrane Floor Damp-Proofing Systems | Pr_20_76_88_41 : Hardwood Partition Studs
|  |  | D4157 : Orthopaedics | Sp_40_60_52 : Mobile Stages | Ss_30_05_30_65 : Pre-Applied Anchored Membrane Underslab Damp-Proofing System | Pr_20_76_88_42 : Hardwood Rafters
|  |  | D41591 : Genito-urinary | Sp_40_60_53 : Motion Picture Screen Spaces | Ss_30_05_30_75 : Self-Adhesive Bitumen Membrane Floor Damp-Proofing Systems | Pr_20_76_88_43 : Hardwood Roofing And Cladding Battens
|  |  | D41592 : Dermatology | Sp_40_60_55 : Music Recording Studios | Ss_30_10 : Pitched, Arched And Domed Roof Structure Systems | Pr_20_76_88_44 : Hardwood Sections
|  |  | D41593 : Renal | Sp_40_60_58 : Orchestra Pits | Ss_30_10_05 : Arched Tunnel Roof Support Systems | Pr_20_76_88_45 : Hardwood Walings
|  |  | D416 : Other specialised hospital facilities | Sp_40_60_59 : Outdoor Theatre Spaces | Ss_30_10_30 : Framed Roof Structure Systems | Pr_20_76_88_46 : Hardwood Weatherboarding Battens
|  |  | D4161 : Geriatric care facilities | Sp_40_60_62 : Performance Spaces | Ss_30_10_30_15 : Concrete Roof Framing Systems | Pr_20_76_88_48 : Laminated Strand Lumber (LSL) Sections
|  |  | D4162 : Burns units | Sp_40_60_80 : Sound Shells | Ss_30_10_30_20 : Glazed Unit Roof Framing Systems | Pr_20_76_88_49 : Laminated Veneer Lumber (LVL) Sections
|  |  | D4163 : Limb fitting centres | Sp_40_60_81 : Sound Stages | Ss_30_10_30_25 : Heavy Steel Roof Framing Systems | Pr_20_76_88_60 : Parallel Strand Lumber (PSL) Sections
|  |  | D4164 : Cancer care facilities cancer hospitals | Sp_40_60_88 : Temporary Stages | Ss_30_10_30_30 : Heavy Steel Roof Space Frame Systems | Pr_20_76_88_71 : Softwood Bearers
|  |  | D4165 : Care for AIDS patients | Sp_40_65 : Performing Arts Ancillary Spaces | Ss_30_10_30_35 : Heavy Steel Roof Space Truss Systems | Pr_20_76_88_72 : Softwood Capping And Counter Fencing Rails
|  |  | D4166 : Isolation units | Sp_40_65_02 : Amphitheatres | Ss_30_10_30_45 : Light Steel Roof Framing Systems | Pr_20_76_88_73 : Softwood Fencing Battens
|  |  | D417 : Auxiliary and service hospital facilities | Sp_40_65_04 : Audience Lobbies | Ss_30_10_30_70 : Reinforced Concrete Roof Framing Systems | Pr_20_76_88_74 : Softwood Fencing Rails
|  |  | D4171 : Pathology forensic facilities | Sp_40_65_05 : Auditoria | Ss_30_10_30_85 : Timber Roof Framing Systems | Pr_20_76_88_75 : Softwood Floating Floor Battens
|  |  | D4172 : Pharmaceutical manufacture pharmacy | Sp_40_65_06 : Backstage Spaces | Ss_30_10_35 : Free-Standing Canopy Systems | Pr_20_76_88_76 : Softwood Gravity Battens
|  |  | D419 : Other hospital facilities hospitals | Sp_40_65_08 : Box Seating Spaces | Ss_30_10_50 : Monolithic Roof Structure Systems | Pr_20_76_88_77 : Softwood Log Poles
|  |  | D4191 : Consulting rooms for hospitals | Sp_40_65_30 : Fly Towers | Ss_30_10_50_70 : Sprayed Concrete Roof Systems | Pr_20_76_88_78 : Softwood Noggings
|  |  | D42 : Primary health care facilities | Sp_40_65_31 : Foyers | Ss_30_10_60 : Panel Roof Structure Systems | Pr_20_76_88_79 : Softwood Pales
|  |  | D421 : Health centres | Sp_40_65_33 : Gallery Seating Spaces | Ss_30_10_90 : Unit Roof Structure Systems | Pr_20_76_88_80 : Softwood Partition Studs
|  |  | D4211 : Health centres with minor surgery and accident and emergency facilities day surgery health centres | Sp_40_65_35 : Green Rooms | Ss_30_10_90_50 : Masonry Roof Systems | Pr_20_76_88_81 : Softwood Rafters
|  |  | D4212 : Health centres without minor surgery and accident and emergency facilities | Sp_40_65_47 : Lighting Control Booths | Ss_30_12 : Flat Roof, Floor And Balcony Structure Systems | Pr_20_76_88_82 : Softwood Roofing And Cladding Battens
|  |  | D422 : Specialised clinics | Sp_40_65_55 : Music Recording Control Booths | Ss_30_12_05 : Beam And Block Floor Systems | Pr_20_76_88_83 : Softwood Sections
|  |  | D4221 : Maternity ante natal and child clinics | Sp_40_65_66 : Projection Booths | Ss_30_12_15 : Concrete Plank Floor Systems | Pr_20_76_88_85 : Softwood Walings
|  |  | D4222 : Geriatric clinics | Sp_40_65_72 : Rehearsal Rooms | Ss_30_12_20 : Deck Systems | Pr_20_76_88_86 : Softwood Weatherboarding Battens
|  |  | D4223 : Screening clinics | Sp_40_65_76 : Scenery Control Booths | Ss_30_12_30 : Flat Roof And Floor Cassette (SIP) Systems | Pr_20_76_88_88 : Timber Mullions And Transoms
|  |  | D4224 : Addiction treatment clinics | Sp_40_65_79 : Sound Control Booths | Ss_30_12_32 : Framed Decking Systems | Pr_20_85 : Support And Restraint Products
|  |  | D4225 : Artificial limb centres | Sp_40_65_80 : Sound Locks | Ss_30_12_33 : Framed Floor Systems | Pr_20_85_03 : Angles
|  |  | D423 : Premises for GP practices | Sp_40_65_84 : Stage Wings | Ss_30_12_34 : Framed Mezzanine Systems | Pr_20_85_03_50 : Masonry Supports
|  |  | D424 : Dental surgeries | Sp_40_65_85 : Stalls Seating Spaces | Ss_30_12_35 : Glass Unit Masonry Floor Systems | Pr_20_85_03_63 : Plain Angle Supports
|  |  | D425 : Sick bays | Sp_40_65_88 : Temporary Seating Areas | Ss_30_12_45 : Lift-Up Concrete Plank Floor Systems | Pr_20_85_03_84 : Stainless Steel Angles
|  |  | D426 : First aid posts | Sp_40_65_89 : Ticket Offices | Ss_30_12_50 : Masonry (flat Arch) Floor Systems | Pr_20_85_03_85 : Stainless Steel Cladding Angles
|  |  | D427 : Special centres | Sp_40_75 : Social Recreation Spaces | Ss_30_12_60 : Pier And Jetty Structure Systems | Pr_20_85_06 : Bands And Hoops
|  |  | D4271 : Blood donation and transfusion centres | Sp_40_75_14 : Club Rooms | Ss_30_12_65 : Plinth Systems | Pr_20_85_06_06 : Bandings
|  |  | D4272 : Health education centres | Sp_40_75_15 : Community Halls | Ss_30_12_65_60 : Plinth Systems | Pr_20_85_06_11 : Carbon Steel Hoops
|  |  | D428 : Parts of primary health care facilities | Sp_40_80 : Summer Olympic Sports Play Spaces (excl. Pool Sports) | Ss_30_12_70 : Propped Tunnel Roof Support Systems | Pr_20_85_06_85 : Stainless Steel Hoops
|  |  | D4281 : Consulting rooms (non-hospital) | Sp_40_80_01 : Archery Ranges | Ss_30_12_80 : Space Frame Systems | Pr_20_85_07 : Barrier Rails
|  |  | D429 : Other primary health care facilities | Sp_40_80_02 : Artistic Gymnastics Arenas | Ss_30_12_85 : Structural Deck Systems | Pr_20_85_07_02 : Aluminium Rails
|  |  | D44 : Welfare facilities homes | Sp_40_80_04 : Athletics Fields | Ss_30_12_85_15 : Composite Concrete Floor, Roof Deck Or Balcony Systems | Pr_20_85_07_03 : Aluminium Support Rails
|  |  | D441 : Day centres welfare consultation centres | Sp_40_80_05 : Athletics Tracks | Ss_30_12_85_16 : Composite Steel And Concrete Floor, Roof Deck Or Balcony Systems | Pr_20_85_07_04 : Aluminium Carrier Rails
|  |  | D4411 : CrŠches nurseries | Sp_40_80_06 : Badminton Courts | Ss_30_12_85_17 : Concrete Beam And Block Floor Or Roof Deck Systems | Pr_20_85_07_10 : Carbon Steel Carrier Rails
|  |  | D4412 : Counselling centres | Sp_40_80_07 : Basketball Courts | Ss_30_12_85_18 : Concrete Floor Or Roof Deck Systems | Pr_20_85_07_11 : Carbon Steel Fencing And Barrier Rails
|  |  | D4413 : Citizens advice bureaux | Sp_40_80_08 : Beach Volleyball Courts | Ss_30_12_85_30 : Glazed Unit Floor Or Roof Deck Systems | Pr_20_85_07_12 : Carbon Steel Fencing And Barrier Top Rails
|  |  | D4414 : Housing advice centres | Sp_40_80_09 : Bmx Cycling Tracks | Ss_30_12_85_40 : Heavy Steel Floor, Roof Or Balcony Deck Systems | Pr_20_85_07_13 : Carbon Steel Safety Barrier Open Box Beams
|  |  | D4419 : Other | Sp_40_80_10 : Boxing Rings | Ss_30_12_85_50 : Light Steel Floor, Roof Deck Or Balcony Framing Systems | Pr_20_85_07_14 : Carbon Steel Safety Barrier Rectangular Hollow Sections
|  |  | D442 : Residential institutions and homes | Sp_40_80_11 : Canoe Slalom Courses | Ss_30_12_85_70 : Reinforced Concrete Floor, Roof Deck Or Balcony Systems | Pr_20_85_07_15 : Carbon Steel Safety Barrier Tensioned Corrugated Beams
|  |  | D4421 : Nursing homes | Sp_40_80_12 : Canoe Sprint Courses | Ss_30_12_85_90 : Timber Floor, Roof Or Balcony Deck Systems | Pr_20_85_07_16 : Carbon Steel Safety Barrier Transitions And Connections
|  |  | D4422 : Hospices | Sp_40_80_26 : Equestrian Dressage Arenas | Ss_30_14 : Paving Systems | Pr_20_85_07_17 : Carbon Steel Safety Barrier Un-Tensioned Corrugated Beams
|  |  | D4423 : Convalescent homes | Sp_40_80_27 : Equestrian Eventing Arenas | Ss_30_14_05 : Asphalt Road And Paving Systems | Pr_20_85_07_18 : Carbon Steel Support Rails
|  |  | D4424 : Sanatoria | Sp_40_80_28 : Equestrian Jumping Courses | Ss_30_14_05_05 : Asphalt Concrete Light Duty Paving Systems | Pr_20_85_07_19 : Cast Iron Rails
|  |  | D4429 : Other | Sp_40_80_29 : Fencing Pistes | Ss_30_14_05_10 : Asphalt Concrete Paving Systems | Pr_20_85_07_20 : Concrete Rails
|  |  | D446 : By age of user | Sp_40_80_31 : Football Pitches | Ss_30_14_05_30 : Existing Pavement Surface Overlay Systems | Pr_20_85_07_36 : Hardwood Dowel Hanging Rails
|  |  | D4461 : Children | Sp_40_80_36 : Handball Courts | Ss_30_14_05_35 : Hot Rolled Asphalt Paving Systems | Pr_20_85_07_52 : Metal Hanging Rails
|  |  | D4462 : Elderly people | Sp_40_80_38 : Hockey Pitches | Ss_30_14_05_40 : Hot Rolled Asphalt Sports Paving Systems | Pr_20_85_07_63 : Plastics Rails
|  |  | D447 : By other characteristics of user | Sp_40_80_44 : Judo Competition Areas | Ss_30_14_05_50 : Mastic Asphalt Pedestrian Paving Systems | Pr_20_85_07_80 : Softwood Dowel Hanging Rails
|  |  | D4471 : Chronic invalids terminally ill people | Sp_40_80_53 : Mountain Biking Trails | Ss_30_14_05_65 : Porous Asphalt Concrete Paving Systems | Pr_20_85_07_83 : Stainless Steel Carrier Rails
|  |  | D4472 : Mentally ill | Sp_40_80_71 : Rhythmic Gymnastics | Ss_30_14_05_70 : Porous Asphalt Concrete Sports Paving Systems | Pr_20_85_07_84 : Stainless Steel Rails
|  |  | D4473 : Mentally handicapped | Sp_40_80_72 : Road Cycling Courses | Ss_30_14_05_75 : Stone Mastic Asphalt Paving Systems | Pr_20_85_07_85 : Stainless Steel Support Rails
|  |  | D4474 : Physically handicapped | Sp_40_80_73 : Rowing Courses | Ss_30_14_15 : Concrete Road And Paving Systems | Pr_20_85_07_97 : Wall-Mounted Furniture Support Rails
|  |  | D4475 : Addicts | Sp_40_80_75 : Sailing Courses | Ss_30_14_15_15 : Concrete Grass-Filled Paving Systems | Pr_20_85_08 : Beams And Joists
|  |  | D4476 : Homeless people | Sp_40_80_77 : Shooting Ranges | Ss_30_14_15_16 : Concrete Paving Systems | Pr_20_85_08_02 : Aluminium Structural Beams
|  |  | D4477 : Victims of abuse | Sp_40_80_87 : Table Tennis Spaces | Ss_30_14_15_17 : Concrete Porous Paving Systems | Pr_20_85_08_11 : Carbon Steel Beams
|  |  | D4478 : People with marriage problems | Sp_40_80_88 : Taekwondo Competition Areas | Ss_30_14_30 : Floating Paving Systems | Pr_20_85_08_12 : Castellated Carbon Steel Beams
|  |  | D4479 : People on probation | Sp_40_80_89 : Tennis Courts | Ss_30_14_35 : Granular And Resin-Bound Aggregate Paving Systems | Pr_20_85_08_15 : Concrete Beams
|  |  | D448 : Parts of welfare facilities | Sp_40_80_90 : Track Cycling Tracks | Ss_30_14_35_10 : Blinded Gravel Paving Systems | Pr_20_85_08_33 : Glued Laminated Hardwood Beams
|  |  | D4481 : Overnight accommodation | Sp_40_80_91 : Trampoline Gymnastics Spaces | Ss_30_14_35_15 : Cycle Paving Systems | Pr_20_85_08_34 : Glued Laminated Softwood Beams
|  |  | D4482 : Short stay accommodation | Sp_40_80_95 : Volleyball Courts | Ss_30_14_35_30 : Fibre-Reinforced Resin-Bound Chippings Overlay Systems | Pr_20_85_08_36 : Hardwood Beams
|  |  | D4483 : Long stay accommodation | Sp_40_80_97 : Weightlifting Spaces | Ss_30_14_35_33 : Fine Hoggin Paving Systems | Pr_20_85_08_63 : Plastics Beams
|  |  | D46 : Animal welfare facilities | Sp_40_80_98 : Wrestling Rings | Ss_30_14_35_40 : Hard Binding Gravel Paving Systems | Pr_20_85_08_65 : Post-Tensioned Concrete Beams
|  |  | D461 : Veterinary hospitals | Sp_40_81 : Winter Olympic Sports Play Spaces | Ss_30_14_35_45 : Loose Chippings Paving Systems | Pr_20_85_08_66 : Prestressed Concrete T-Beams
|  |  | D462 : Animal clinics dispensaries | Sp_40_81_02 : Alpine Skiing Courses | Ss_30_14_35_47 : Loose Gravel Overlay Systems | Pr_20_85_08_81 : Softwood Beams
|  |  | D463 : Animal clipping and pedicuring facilities | Sp_40_81_08 : Bobsled Courses | Ss_30_14_35_48 : Loose Gravel Paving Systems | Pr_20_85_08_83 : Stainless Steel Structural Beams
|  |  | D464 : Animal rearing and living facilities | Sp_40_81_19 : Cross-Country Skiing Courses | Ss_30_14_35_50 : Multi-Purpose Equestrian Paving Systems | Pr_20_85_08_84 : Structural Wood-Composite Box Beams
|  |  | D4641 : Fish | Sp_40_81_20 : Curling Rinks | Ss_30_14_35_70 : Resin-Bonded Chippings Paving Systems | Pr_20_85_08_85 : Structural Wood-Composite I-Beams
|  |  | D4642 : Cats dogs (kennels) | Sp_40_81_30 : Figure Skating Rinks | Ss_30_14_35_72 : Resin-Bound Aggregate Light Duty Paving Systems | Pr_20_85_08_86 : Structural Wood-Composite I-Joists
|  |  | D4643 : Horses (stables) | Sp_40_81_32 : Freestyle Skiing Courses | Ss_30_14_35_73 : Resin-Bound Chippings Overlay Systems | Pr_20_85_09 : Brackets
|  |  | D4644 : Cattle | Sp_40_81_40 : Ice Hockey Rinks | Ss_30_14_35_74 : Resin-Bound Chippings Vehicular Paving Systems | Pr_20_85_09_01 : Above-Ground Drainage Pipe Brackets
|  |  | D4645 : Sheep goats | Sp_40_81_49 : Luge Tracks | Ss_30_14_35_80 : Slurry Surfacing Overlay Systems | Pr_20_85_09_02 : Aluminium Brackets
|  |  | D4646 : Pigs | Sp_40_81_76 : Short Track Speed Skating Tracks | Ss_30_14_35_95 : Woodchip And Stone Trim Trail Paving Systems | Pr_20_85_09_03 : Aluminium Bronze Brackets
|  |  | D4647 : Birds poultry | Sp_40_81_77 : Skeleton Courses | Ss_30_14_35_98 : Woodchip And Woodfibre Surface Paving Systems | Pr_20_85_09_04 : Aluminium Column Luminaire Brackets
|  |  | D4649 : Other animal living and rearing facilities | Sp_40_81_78 : Ski Jumping Jumps | Ss_30_14_40 : Highway Paving Systems | Pr_20_85_09_05 : Aluminium Downpipe Brackets
|  |  | D465 : Quarantine facilities | Sp_40_81_79 : Ski Jumping Landing Areas | Ss_30_14_65 : Play Area Surfacing Systems | Pr_20_85_09_06 : Aluminium Luminaire Brackets
|  |  | D469 : Other animal welfare facilities | Sp_40_81_80 : Snowboarding Courses | Ss_30_14_65_10 : Bark Play Surfacing Systems | Pr_20_85_09_07 : Aluminium Rainwater Gutter Brackets
|  |  | D5 : Recreational facilities | Sp_40_81_83 : Speed Skating Courses | Ss_30_14_65_70 : Rubber Mat And Tile Play Surfacing Systems | Pr_20_85_09_09 : Bracketed Angle Supports
|  |  | D51 : Refreshment and culinary facilities | Sp_40_82 : Non-Olympic Indoor Sports Play Spaces | Ss_30_14_65_75 : Sand Play Surfacing Systems | Pr_20_85_09_11 : Carbon Steel Brackets
|  |  | D511 : Canteens refectories | Sp_40_82_01 : Aerobics Spaces | Ss_30_14_65_80 : Synthetic Grass Play Surfacing Systems | Pr_20_85_09_12 : Carbon Steel Cavity Barrier Brackets
|  |  | D512 : Restaurants caf‚s snack bars coffee bars tea shops | Sp_40_82_08 : Body Building Spaces | Ss_30_14_65_85 : Synthetic Play Surfacing Systems | Pr_20_85_09_13 : Carbon Steel Column Luminaire Brackets
|  |  | D513 : Fast food restaurants take-aways | Sp_40_82_12 : Circuit Training Courses | Ss_30_14_65_95 : Woodchip Play Surfacing Systems | Pr_20_85_09_14 : Carbon Steel Fencing Brackets
|  |  | D515 : Public houses etc. | Sp_40_82_14 : Climbing Wall Areas | Ss_30_14_75 : Runway Paving Systems | Pr_20_85_09_15 : Carbon Steel Luminaire Brackets
|  |  | D5151 : Public houses | Sp_40_82_21 : Darts Throwing Spaces | Ss_30_14_85 : Sports Paving Systems | Pr_20_85_09_16 : Cast Brass Glass Fixing Brackets
|  |  | D5152 : Bars | Sp_40_82_31 : Fives Courts | Ss_30_14_85_05 : Acrylic Coated Sports Paving Systems | Pr_20_85_09_17 : Cast Iron Downpipe Brackets
|  |  | D5153 : Taverns | Sp_40_82_50 : Martial Arts Spaces | Ss_30_14_85_25 : Dry Ski Slope Synthetic Matting Systems | Pr_20_85_09_18 : Cast Iron Rainwater Gutter Brackets
|  |  | D5154 : Cocktail lounges | Sp_40_82_56 : Netball Courts | Ss_30_14_85_30 : Fast-Dry Clay Sports Paving Systems | Pr_20_85_09_20 : Copper Brackets
|  |  | D5155 : Tap rooms | Sp_40_82_72 : Rope Climbing Areas | Ss_30_14_85_65 : Polymeric Sports Paving Systems | Pr_20_85_09_21 : Copper Downpipe Brackets
|  |  | D5156 : Beer gardens | Sp_40_82_78 : Skittles Courts | Ss_30_14_85_70 : Resin-Bound Stone Aggregate Sports Paving Systems | Pr_20_85_09_22 : Copper Rainwater Gutter Brackets
|  |  | D5157 : Function rooms | Sp_40_82_79 : Snooker Halls | Ss_30_14_85_75 : Sheet-Form Granular Rubber Sports Paving Systems | Pr_20_85_09_23 : Curtain Wall Adjustable Support Brackets
|  |  | D5159 : Other licensed premises | Sp_40_82_80 : Solaria | Ss_30_14_85_85 : Synthetic Grass Sports Paving Systems | Pr_20_85_09_24 : Downpipe Brackets
|  |  | D517 : Dining rooms | Sp_40_82_83 : Squash Courts | Ss_30_14_90 : Unit Paving Systems | Pr_20_85_09_26 : Eaves Gutter Brackets
|  |  | D518 : Food preparation storage facilities kitchens | Sp_40_82_86 : Sumo Rings | Ss_30_14_90_11 : Cellular Plastics Grass-Filled Paving Systems | Pr_20_85_09_28 : Extinguisher Mounting Brackets
|  |  | D5181 : Larders | Sp_40_82_90 : Ten Pin Bowling Lanes | Ss_30_14_90_12 : Cellular Plastics Gravel-Filled Paving Systems | Pr_20_85_09_30 : Fire Bucket Wall Brackets
|  |  | D5182 : Cook and chill facilities | Sp_40_82_97 : Weight Rooms | Ss_30_14_90_15 : Concrete Grass-Filled Paving Systems | Pr_20_85_09_42 : Individual Masonry Brackets
|  |  | D5183 : Waste food handling facilities | Sp_40_82_98 : Workout Stations | Ss_30_14_90_16 : Concrete Gravel-Filled Paving Systems | Pr_20_85_09_47 : Light Fitting Brackets
|  |  | D519 : Other refreshment facilities | Sp_40_83 : Non-Olympic Outdoor Sports Play Spaces | Ss_30_14_90_30 : Flag And Slab Bound Paving Systems | Pr_20_85_09_52 : Metal Timber Member Fixing Brackets
|  |  | D5191 : Banqueting rooms | Sp_40_83_06 : Baseball Pitches | Ss_30_14_90_32 : Flag And Slab Paving Overlay Systems | Pr_20_85_09_62 : Phosphor Bronze Brackets
|  |  | D5192 : Food courts | Sp_40_83_08 : Bowling Greens | Ss_30_14_90_34 : Flag And Slab Pedestal-Supported Paving Systems | Pr_20_85_09_70 : Rainwater Gutter Brackets
|  |  | D52 : Entertainment facilities | Sp_40_83_11 : Car Racing Tracks | Ss_30_14_90_36 : Flag And Slab Unbound (flexible) Paving Systems | Pr_20_85_09_72 : Roof Gutter Brackets
|  |  | D521 : Entertainment arenas | Sp_40_83_17 : Cricket Pitches | Ss_30_14_90_50 : Mosaic Paving Systems | Pr_20_85_09_76 : Sink Supports
|  |  | D522 : Dancing musical facilities | Sp_40_83_18 : Cross-Country Cycling Courses | Ss_30_14_90_60 : Permeable Flag And Slab Paving Systems | Pr_20_85_09_81 : Stainless Steel Brackets
|  |  | D5221 : Bandstands | Sp_40_83_19 : Cross-Country Rallying Courses | Ss_30_14_90_62 : Permeable Small Unit Paving Systems | Pr_20_85_09_82 : Stainless Steel Cavity Barrier Brackets
|  |  | D5222 : Dance halls | Sp_40_83_20 : Cross-Country Running Courses | Ss_30_14_90_75 : Small Unit Mortar-Bedded Paving Systems | Pr_20_85_09_84 : Stainless Steel Handrail Brackets
|  |  | D5223 : Ballrooms | Sp_40_83_23 : Dog Racing Tracks | Ss_30_14_90_80 : Small Unit Paving Overlay Systems | Pr_20_85_09_85 : Stainless Steel Column Luminaire Brackets
|  |  | D5224 : Discotheques and night clubs specialising in popular dance music | Sp_40_83_30 : Fishing Courses | Ss_30_14_90_85 : Small Unit Unbound (flexible) Paving Systems | Pr_20_85_09_86 : Stainless Steel Luminaire Brackets
|  |  | D5225 : Rock music venues | Sp_40_83_31 : Five-A-Side Football Pitches | Ss_30_16 : Static Bridge Deck Structure Systems | Pr_20_85_09_87 : Surveillance Camera Brackets
|  |  | D5228 : Dance floors | Sp_40_83_33 : Gliding Runways | Ss_30_20 : Flooring And Decking Systems | Pr_20_85_09_92 : Unplasticized Polyvinylchloride (PVC-U) Downpipe Brackets
|  |  | D5229 : Other musical dancing facilities | Sp_40_83_34 : Golf Bunkers | Ss_30_20_10 : Board Floor Systems | Pr_20_85_09_93 : Unplasticized Polyvinylchloride (PVC-U) Rainwater Gutter Brackets
|  |  | D524 : Drama operatic concert facilities | Sp_40_83_35 : Golf Driving Ranges | Ss_30_20_10_10 : Battened Timber Board Floating Floor Systems | Pr_20_85_09_96 : Wall-Hung Wc Support Brackets
|  |  | D5241 : Theatres | Sp_40_83_36 : Golf Fairways | Ss_30_20_10_15 : Battened Wood-Based Rigid Sheet Floating Floor Systems | Pr_20_85_09_98 : Wash Basin Support Brackets
|  |  | D5242 : Opera houses | Sp_40_83_37 : Golf Greens | Ss_30_20_10_45 : Joist-Supported Timber Board Floor Systems | Pr_20_85_10 : Bunds
|  |  | D5243 : Concert halls | Sp_40_83_38 : Hang Gliding Launch Spaces | Ss_30_20_10_50 : Joist-Supported Wood-Based Rigid Sheet Floor Systems | Pr_20_85_10_14 : Concrete Bund Units
|  |  | D525 : Leisure boxes family entertainment venues cinemas | Sp_40_83_39 : Horse Racing Tracks | Ss_30_20_10_95 : Wood-Based Rigid Sheet Floating Floor Systems | Pr_20_85_13 : Concrete Base And Foundation Products
|  |  | D5251 : Leisure boxes family entertainment venues | Sp_40_83_52 : Motor Boating Courses | Ss_30_20_22 : Demountable Athletics Floor Systems | Pr_20_85_13_29 : Concrete Fence Post Bases
|  |  | D5252 : Multiplex cinemas | Sp_40_83_53 : Motorcycle Racing Tracks | Ss_30_20_30 : External Deck And Boardwalk Systems | Pr_20_85_13_30 : Concrete Floating Slab Foundations
|  |  | D5253 : Other cinemas | Sp_40_83_55 : Multi-Sports Courts | Ss_30_20_30_10 : Boardwalk Systems | Pr_20_85_13_32 : Concrete Foundation Pads
|  |  | D526 : Circuses | Sp_40_83_60 : Parkour Courses | Ss_30_20_30_25 : Decking Systems | Pr_20_85_13_35 : Concrete Ground Beams
|  |  | D5261 : Circus rings | Sp_40_83_64 : Polo Fields | Ss_30_20_70 : Raised Access Floor Systems | Pr_20_85_13_63 : Concrete Plinth Units
|  |  | D527 : Entertainment production facilities | Sp_40_83_71 : Road Cycling Courses | Ss_30_20_70_70 : Raised Access Floor Systems | Pr_20_85_13_65 : Concrete Pocket Foundations
|  |  | D5271 : Film studios | Sp_40_83_72 : Road Racing Courses | Ss_30_20_90 : Wood And Composite Unit Flooring Systems | Pr_20_85_14 : Concrete Flooring And Decking Products
|  |  | D5272 : Music recording studios | Sp_40_83_73 : Road Running Courses | Ss_30_20_90_15 : Composition Block Flooring Systems | Pr_20_85_14_14 : Concrete Hollow Core Slabs
|  |  | D5273 : Television studios | Sp_40_83_74 : Rugby Pitches | Ss_30_20_90_50 : Mosaic Parquet Panel Flooring Systems | Pr_20_85_14_15 : Concrete Solid Slabs
|  |  | D5279 : Other entertainment production facilities | Sp_40_83_76 : Skateboarding Parks | Ss_30_20_90_95 : Wood Block Flooring Systems | Pr_20_85_16 : Columns And Column Accessories
|  |  | D529 : Other entertainment facilities | Sp_40_83_80 : Softball Pitches | Ss_30_20_95 : Wood Strip And Board Fine Flooring Systems | Pr_20_85_16_02 : Aluminium Structural Columns
|  |  | D5291 : Rehearsal practice facilities | Sp_40_83_84 : Street Luge Courses | Ss_30_20_95_10 : Battened Timber Board Floating Floor Systems | Pr_20_85_16_03 : Aluminium Column Shoes
|  |  | D5292 : Stages performance facilities | Sp_40_83_90 : Toboggan Runs | Ss_30_20_95_20 : Direct-Fixed Wood Floor Systems | Pr_20_85_16_11 : Carbon Steel Columns
|  |  | D5293 : Auditoria (audience facilities) | Sp_40_83_96 : Walking Trails | Ss_30_20_95_25 : Direct-Glued Wood Floor Systems | Pr_20_85_16_12 : Carbon Steel Column Shoes
|  |  | D5294 : Orchestra facilities pits | Sp_40_83_97 : Water Skiing Courses | Ss_30_20_95_95 : Wood Floating Floor Systems | Pr_20_85_16_15 : Concrete Columns
|  |  | D53 : Social recreation facilities | Sp_40_84 : Sports Ancillary Spaces | Ss_30_25 : Ceiling And Soffit Systems | Pr_20_85_16_36 : Hardwood Structural Columns
|  |  | D532 : Community centres | Sp_40_84_07 : Bleachers | Ss_30_25_10 : Board Ceiling Systems | Pr_20_85_16_81 : Softwood Structural Columns
|  |  | D5321 : Cultural centres | Sp_40_84_15 : Corporate Boxes | Ss_30_25_10_10 : Board Suspended Ceiling Systems | Pr_20_85_16_84 : Stainless Steel Structural Columns
|  |  | D5322 : Arts centres | Sp_40_84_25 : Dugouts | Ss_30_25_22 : Demountable Suspended Ceiling Systems | Pr_20_85_16_85 : Stainless Steel Column Shoes
|  |  | D5323 : Village halls general purpose community halls | Sp_40_84_65 : Press Boxes | Ss_30_25_22_30 : Fabric Membrane Ceiling Systems | Pr_20_85_16_96 : Wind Posts
|  |  | D534 : Clubs (non residential non-commercial) | Sp_40_84_77 : Ski Lift Ways | Ss_30_25_22_90 : Unit Suspended Ceiling Systems | Pr_20_85_28 : Erosion Control And Breakwater Products
|  |  | D5341 : Youth centres | Sp_40_84_82 : Spectator Seating Areas | Ss_30_30 : Roof Opening Systems | Pr_20_85_28_09 : Brushwood Fascines
|  |  | D5342 : Students unions | Sp_40_84_83 : Spectator Standing Areas | Ss_30_30_15 : Concrete Roof Glazing Systems | Pr_20_85_28_11 : Carbon Steel Wire Bastion Cages
|  |  | D536 : Residential clubs | Sp_40_84_88 : Technical Areas | Ss_30_30_15_15 : Concrete Roof Glazing Systems | Pr_20_85_28_12 : Carbon Steel Wire Mattress Cages
|  |  | D537 : Commercial clubs night clubs | Sp_40_84_89 : Temporary Seating Areas | Ss_30_30_15_16 : Concrete Lift-Out Access Roof Glazing Systems | Pr_20_85_28_13 : Carbon Steel Wire Trapion Cages
|  |  | D539 : Other social recreation facilities | Sp_40_84_94 : Vip Spectator Seating Areas | Ss_30_30_35 : Glass Unit Masonry Roof Light Systems | Pr_20_85_28_14 : Carbon Steel Wire Gabion Cages
|  |  | D54 : Swimming facilities | Sp_40_85 : Swimming Spaces | Ss_30_30_70 : Roof Hatch Systems | Pr_20_85_28_15 : Coir Erosion Mats
|  |  | D541 : Swimming facilities | Sp_40_85_22 : Diving Boards | Ss_30_30_72 : Roof Light And Smoke Ventilator Systems | Pr_20_85_28_16 : Concrete Tetrapods
|  |  | D542 : Leisure pool facilities | Sp_40_85_23 : Diving Pools (Olympic) | Ss_30_30_72_20 : Daylight Pipe Systems | Pr_20_85_28_27 : Erosion Control Logs
|  |  | D543 : Diving facilities | Sp_40_85_42 : Informal Swimming Pools | Ss_30_30_72_70 : Roof Light Systems | Pr_20_85_28_28 : Erosion Control Pallets
|  |  | D544 : Hydrotherapy facilities | Sp_40_85_65 : Pool Plant Rooms | Ss_30_30_72_75 : Roof Ventilator Systems | Pr_20_85_28_62 : Plastics Mattress Cages
|  |  | D545 : Lido facilities | Sp_40_85_71 : Recreational Pools | Ss_30_30_72_80 : Roof Window Systems | Pr_20_85_28_64 : Polypropylene (PP) Rock Rolls
|  |  | D546 : Pool itself | Sp_40_85_82 : Splash Pools | Ss_30_30_74 : Roof Light Systems | Pr_20_85_32 : Frames And Grids
|  |  | D5461 : 50 m competition swimming pools | Sp_40_85_83 : Olympics Swimming Pools | Ss_30_30_76 : Roof Vent Systems | Pr_20_85_32_01 : Access Cover Frames
|  |  | D5462 : Other competition and training swimming pools | Sp_40_85_86 : Synchronised Swimming Pools (Olympic) | Ss_30_32 : Floor Opening Systems | Pr_20_85_32_02 : Aluminium Frames
|  |  | D5463 : Diving pools | Sp_40_85_88 : Therapy Pools | Ss_30_32_15 : Concrete Floor Glazing Systems | Pr_20_85_32_03 : Aluminium Louvre Frames
|  |  | D5464 : Flexible pools | Sp_40_85_92 : Underwater Observation Rooms | Ss_30_32_15_15 : Concrete Floor Glazing Systems | Pr_20_85_32_04 : Aluminium Structural Sealant Glazing Sub-Frames
|  |  | D5465 : Leisure pools | Sp_40_85_93 : Wading Pools | Ss_30_32_15_16 : Concrete Lift-Out Access Floor Glazing Systems | Pr_20_85_32_11 : Carbon Steel Frames
|  |  | D5466 : Wave pools | Sp_40_85_94 : Water Flumes And Tubes | Ss_30_32_30 : Floor Hatch Systems | Pr_20_85_32_12 : Carbon Steel Louvre Frames
|  |  | D5467 : Whirlpools and spa pools | Sp_40_85_95 : Water Polo Pools (Olympic) | Ss_30_34 : Paving Opening Systems | Pr_20_85_32_13 : Carbon Steel Structural Sealant Glazing Sub-Frames
|  |  | D5469 : Other types of pool | Sp_40_85_96 : Water Slides | Ss_30_34_15 : Concrete Pavement Glazing Systems | Pr_20_85_32_14 : Carbon Steel Dry Lining Frames
|  |  | D54691 : Water polo pools | Sp_40_85_97 : Wave Pools | Ss_30_34_15_15 : Concrete Pavement Glazing Systems | Pr_20_85_32_22 : Demountable Suspended Ceiling Grids
|  |  | D54692 : Hydrotherapy pools | Sp_40_85_98 : Whirlpool/ Spa Pools | Ss_30_34_15_16 : Concrete Lift-Out Access Pavement Glazing Systems | Pr_20_85_32_30 : Floor Level Chute Support Frames
|  |  | D54693 : Splash pools | Sp_45 : Residential Spaces | Ss_30_34_16 : Concrete Pavement Smoke Venting Systems | Pr_20_85_32_36 : Hardwood Frames
|  |  | D547 : Slides flumes diving boards wave generation etc. | Sp_45_10 : Long-Term Residential Spaces | Ss_30_34_16_15 : Concrete Glazed Smoke Venting Systems | Pr_20_85_32_37 : Hardwood Louvre Frames
|  |  | D5471 : Slides | Sp_45_10_06 : Back Gardens | Ss_30_34_16_20 : Concrete Non-Glazed Smoke Venting Systems | Pr_20_85_32_38 : Hardwood Sub-Frames
|  |  | D5472 : Flumes and tubes | Sp_45_10_07 : Bathrooms | Ss_30_36 : Ceiling And Soffit Opening Systems | Pr_20_85_32_39 : Hardwood Window Sub-Frames
|  |  | D5473 : Run outs | Sp_45_10_08 : Bed/ Studies | Ss_30_36_10 : Ceiling Hatch Systems | Pr_20_85_32_66 : Protective Frames
|  |  | D5474 : River rides and tyre rides and tub rides | Sp_45_10_09 : Bedrooms | Ss_30_36_75 : Soffit Vent Systems | Pr_20_85_32_75 : Screening And Ventilation Louvre Support Frames
|  |  | D5475 : Diving boards | Sp_45_10_11 : Car Ports | Ss_30_40 : Roof And Balcony Covering And Finish Systems | Pr_20_85_32_79 : Softwood Frames
|  |  | D5476 : Wave generation plant | Sp_45_10_13 : Clothes Drying Spaces | Ss_30_40_10 : Board Roof Covering Systems | Pr_20_85_32_80 : Softwood Louvre Frames
|  |  | D549 : Other swimming pool and related facilities | Sp_45_10_15 : Conservatories | Ss_30_40_10_30 : Flat Board Roof Deck Systems | Pr_20_85_32_81 : Softwood Sub-Frames
|  |  | D56 : Sports facilities | Sp_45_10_22 : Dining Rooms | Ss_30_40_10_60 : Pitched Board Roof Sarking Systems | Pr_20_85_32_82 : Softwood Window Sub-Frames
|  |  | D561 : Stadia arenas complexes | Sp_45_10_30 : Front Gardens | Ss_30_40_30 : Flat Roof Covering Systems | Pr_20_85_32_83 : Solar Module Ballasted Mounting Frames
|  |  | D5611 : Stadia | Sp_45_10_33 : Garages | Ss_30_40_30_30 : Liquid-Applied Cold Roof Covering Systems | Pr_20_85_32_84 : Solar Module Free-Standing Mounting Frames
|  |  | D5612 : Sports arenas | Sp_45_10_44 : Kitchen/ Dining Rooms | Ss_30_40_30_35 : Liquid-Applied Inverted Roof Covering Systems | Pr_20_85_32_85 : Space Frames
|  |  | D5613 : Sports complexes | Sp_45_10_45 : Kitchens | Ss_30_40_30_40 : Liquid-Applied Warm Roof Covering Systems | Pr_20_85_32_86 : Stainless Steel Frames
|  |  | D562 : Leisure centres sports hall facilities | Sp_45_10_46 : Laundries | Ss_30_40_30_45 : Mastic Asphalt Cold Roof Covering Systems | Pr_20_85_32_87 : Stainless Steel Louvre Frames
|  |  | D5621 : Sports hall facilities | Sp_45_10_48 : Libraries | Ss_30_40_30_50 : Mastic Asphalt Inverted Roof Covering Systems | Pr_20_85_32_92 : Unplasticized Polyvinylchloride (PVC-U) Frames
|  |  | D5622 : Leisure centres | Sp_45_10_49 : Living Rooms | Ss_30_40_30_55 : Mastic Asphalt Warm Roof Covering Systems | Pr_20_85_32_93 : Unplasticized Polyvinylchloride (PVC-U) Sub-Frames
|  |  | D56221 : Leisure centres with a sports hall swimming pool and other sports facilities | Sp_45_10_75 : Safe Rooms | Ss_30_40_30_60 : Polymeric Sheet Cold Roof Covering Systems | Pr_20_85_32_94 : Unplasticized Polyvinylchloride (PVC-U) Window Sub-Frames
|  |  | D56222 : Leisure centres with a sports hall and other sports facilities | Sp_45_10_77 : Showers | Ss_30_40_30_65 : Polymeric Sheet Inverted Roof Covering Systems | Pr_20_85_46 : Lathings And Furrings
|  |  | D56223 : Leisure centres without a sports hall | Sp_45_10_85 : Store Rooms | Ss_30_40_30_70 : Polymeric Sheet Warm Roof Covering Systems | Pr_20_85_46_21 : Damp-Proof Lathings
|  |  | D563 : Sports grounds small-scale spectator sport facilities playing fields | Sp_45_10_87 : Studies | Ss_30_40_30_75 : Reinforced Bitumen Membrane Cold Roof Covering Systems | Pr_20_85_46_28 : Expanded Metal Lathings
|  |  | D564 : Spectator facilities for sports | Sp_45_10_90 : Toilets | Ss_30_40_30_80 : Reinforced Bitumen Membrane Inverted Roof Covering Systems | Pr_20_85_46_36 : Hardwood Furrings
|  |  | D5641 : Grandstands stands | Sp_45_10_93 : Utility Rooms | Ss_30_40_30_85 : Reinforced Bitumen Membrane Warm Roof Covering Systems | Pr_20_85_46_37 : Hardwood Lathings
|  |  | D5642 : Indoor seating | Sp_45_10_94 : Verandas | Ss_30_40_50 : Metal Sheet Roof And Dormer Covering Systems | Pr_20_85_46_52 : Metal Arch Form Lathings
|  |  | D5643 : Competitor seating and warm-up areas | Sp_45_10_96 : Walk-In Wardrobes | Ss_30_40_50_05 : Aluminium Sheet Dormer Covering Systems | Pr_20_85_46_53 : Metal Furrings
|  |  | D565 : Practice and training facilities | Sp_45_10_97 : Wine Cellars | Ss_30_40_50_10 : Aluminium Sheet Roof Covering Systems | Pr_20_85_47 : Legs, Pedestals And Stringers
|  |  | D567 : Sports facilities by type of sport | Sp_45_50 : Short-Term Residential Spaces | Ss_30_40_50_15 : Copper Sheet Dormer Covering Systems | Pr_20_85_47_01 : Access Floor Bridging Sections
|  |  | D5671 : Gymnastics health and fitness combat sports | Sp_45_50_15 : Communal Bars | Ss_30_40_50_20 : Copper Sheet Roof Covering Systems | Pr_20_85_47_02 : Access Floor Pedestals
|  |  | D56711 : Gymnastics acrobatics | Sp_45_50_16 : Communal Bathrooms | Ss_30_40_50_40 : Lead Sheet Dormer Covering Systems | Pr_20_85_47_03 : Access Floor Stringers
|  |  | D56712 : Health and fitness general | Sp_45_50_17 : Communal Dining Rooms | Ss_30_40_50_45 : Lead Sheet Roof Covering Systems | Pr_20_85_47_04 : Acoustic Batten Cradles
|  |  | D567121 : Body building and weight lifting | Sp_45_50_18 : Communal Living Rooms | Ss_30_40_50_50 : Lead-Wrapped Panel Systems | Pr_20_85_47_20 : Cubicle And Partition Legs
|  |  | D567122 : Aerobics | Sp_45_50_19 : Communal Studies/ Offices | Ss_30_40_50_75 : Stainless Steel Sheet Dormer Covering Systems | Pr_20_85_47_22 : Decking And Paving Pedestals
|  |  | D567123 : Solaria | Sp_45_50_20 : Concierge Offices | Ss_30_40_50_80 : Stainless Steel Sheet Roof Covering Systems | Pr_20_85_47_84 : Stair Stringers
|  |  | D56713 : Combat sports | Sp_45_50_23 : Dormitories | Ss_30_40_50_90 : Zinc Sheet Dormer Covering Systems | Pr_20_85_48 : Lintels
|  |  | D567131 : Boxing | Sp_45_50_24 : Drop-Off And Collection Areas | Ss_30_40_50_95 : Zinc Sheet Roof Covering Systems | Pr_20_85_48_02 : Aggregate Concrete Trough Lintels
|  |  | D567132 : Fencing | Sp_45_50_37 : Hotel Lobbies | Ss_30_40_55 : Metal Composite Panel Roof Covering Systems | Pr_20_85_48_11 : Carbon Steel Lintels
|  |  | D567133 : Wrestling | Sp_45_50_38 : Hotel Rooms | Ss_30_40_55_50 : Metal Composite Panel Roofing Systems | Pr_20_85_48_13 : Clay Block Trough Lintels
|  |  | D567134 : Martial arts | Sp_45_50_39 : Hotel Waiting Areas | Ss_30_40_55_55 : Metal Semi-Composite Panel Roofing Systems | Pr_20_85_48_15 : Concrete Lintels
|  |  | D567139 : Other combat sports | Sp_45_50_47 : Left Luggage Stores | Ss_30_40_65 : Profiled Sheet Roof Covering Systems | Pr_20_85_48_33 : Glass-Reinforced Concrete (GRC) Lintels
|  |  | D56714 : Climbing | Sp_45_50_62 : Private Bathrooms | Ss_30_40_65_30 : Fibre Cement Profiled Sheet Roof Covering Systems | Pr_20_85_48_36 : Hardwood Lintels
|  |  | D5672 : Racket sports | Sp_45_50_63 : Private Dining Rooms | Ss_30_40_65_50 : Metal Profiled Sheet Roof Covering Systems | Pr_20_85_48_43 : Inset Open Fireplace Throat-Forming Lintels And Corbel Units
|  |  | D56721 : Tennis | Sp_45_50_64 : Private Living Rooms | Ss_30_40_65_60 : Plastics Profiled Sheet Roof Covering Systems | Pr_20_85_48_67 : Prestressed Concrete Lintels
|  |  | D56722 : Badminton | Sp_45_50_65 : Private Studies/ Offices | Ss_30_40_80 : Sloping Patent Glazing Systems | Pr_20_85_48_80 : Softwood Lintels
|  |  | D56723 : Squash | Sp_45_50_67 : Public Bars | Ss_30_40_80_75 : Sloping Patent Glazing Systems | Pr_20_85_48_82 : Stainless Steel Lintels
|  |  | D56724 : Fives | Sp_45_50_68 : Public Dining Rooms | Ss_30_40_88 : Structural Glass Roofing Systems | Pr_20_85_48_83 : Stone Lintels
|  |  | D56725 : Table tennis | Sp_45_50_72 : Reception Areas | Ss_30_40_88_15 : Cantilevered Structural Glass Beam Canopy Systems | Pr_20_85_62 : Piles And Ancillary Products
|  |  | D56729 : Other racket sports | Sp_50 : Disposal Spaces | Ss_30_40_88_60 : Point-Fixed Structural Glass Canopy Systems | Pr_20_85_62_11 : Carbon Steel Bearing Piles
|  |  | D5673 : Team ball games | Sp_50_20 : Wet Waste Collection And Distribution Spaces | Ss_30_40_88_65 : Point-Fixed Structural Glass Roof Systems | Pr_20_85_62_12 : Carbon Steel Displacement Piles
|  |  | D56731 : Cricket | Sp_50_20_10 : Wet Waste Collection Spaces | Ss_30_40_88_70 : Point-Fixed Structural Glass Soffit Systems | Pr_20_85_62_13 : Carbon Steel Pile Casings
|  |  | D56732 : Soccer | Sp_50_20_50 : Wet Waste Distribution Easements | Ss_30_40_90 : Tensile Fabric Roofing Systems | Pr_20_85_62_14 : Carbon Steel Pile Shoes
|  |  | D567321 : Five-a-side soccer | Sp_50_40 : Dry Waste Collection And Distribution Spaces | Ss_30_40_90_40 : Internal Single Layer Tensile Fabric Roofing Systems | Pr_20_85_62_15 : Carbon Steel Sheet Piles
|  |  | D567322 : Eleven-a-side soccer | Sp_50_40_10 : Dry Waste Collection Spaces | Ss_30_40_90_50 : Multilayer Tensile Fabric Roofing Systems | Pr_20_85_62_24 : Concrete Cantilevered Knuckle Piles
|  |  | D56733 : Rugby | Sp_50_40_50 : Dry Waste Distribution Easements | Ss_30_40_90_75 : Single Layer Tensile Fabric Roofing Systems | Pr_20_85_62_16 : Concrete Displacement Piles
|  |  | D56734 : Hockey | Sp_50_60 : Wet Waste Storage, Treatment And Disposal Spaces | Ss_30_40_92 : Thatch Roof Covering Systems | Pr_20_85_62_17 : Concrete Jacked Piles
|  |  | D56735 : Basketball | Sp_50_60_10 : Wet Waste Storage Spaces | Ss_30_40_92_85 : Thatch Roofing Systems | Pr_20_85_62_18 : Concrete Driven Piles
|  |  | D56736 : Netball | Sp_50_60_40 : Wet Waste Treatment Spaces | Ss_30_40_95 : Unit Roofing Systems | Pr_20_85_62_19 : Concrete Pile Caps
|  |  | D56737 : Volleyball | Sp_50_60_70 : Wet Waste Disposal Spaces | Ss_30_40_95_10 : Bitumen Membrane Shingle Roofing Systems | Pr_20_85_62_20 : Concrete Plunge Column Piles
|  |  | D56739 : Other team ball games | Sp_50_80 : Dry Waste Storage, Treatment And Disposal Spaces | Ss_30_40_95_15 : Ceramic Slate Roofing Systems | Pr_20_85_62_21 : Concrete Raking Piles
|  |  | D5674 : Athletics racing sports | Sp_50_80_10 : Dry Waste Storage Spaces | Ss_30_40_95_30 : Fibre Cement Slate Roofing Systems | Pr_20_85_62_22 : Concrete Screw Displacement Piles
|  |  | D56741 : Athletics | Sp_50_80_40 : Dry Waste Treatment Spaces | Ss_30_40_95_40 : Interlocking Tile Roofing Systems | Pr_20_85_62_23 : Concrete Underpinning Piles
|  |  | D567411 : Track | Sp_50_80_70 : Dry Waste Disposal Spaces | Ss_30_40_95_50 : Metal Tile Roofing Systems | Pr_20_85_62_36 : Hardwood Piles
|  |  | D567412 : Field | Sp_55 : Piped Supply Spaces | Ss_30_40_95_55 : Natural Slate Roofing Systems | Pr_20_85_62_77 : Sheet Pile Wall Corner Connectors
|  |  | D56742 : Horse racing | Sp_55_20 : Water Extraction And Treatment Spaces | Ss_30_40_95_60 : Natural Stone Slate Roofing Systems | Pr_20_85_62_80 : Softwood Piles
|  |  | D56743 : Dog racing | Sp_55_20_10 : Water Extraction Spaces | Ss_30_40_95_65 : Plain Tile Roofing Systems | Pr_20_85_76 : Shock Absorbers
|  |  | D56744 : Cycle racing | Sp_55_20_50 : Water Treatment Spaces | Ss_30_40_95_70 : Reconstituted Slate Roofing Systems | Pr_20_85_76_09 : Bridge Shock Absorbers
|  |  | D56745 : Motorcycle racing | Sp_55_40 : Fuel And Gas Extraction And Treatment Spaces | Ss_30_40_95_95 : Wood Shake Or Shingle Roofing Systems | Pr_20_85_76_76 : Seismic Dampers
|  |  | D56746 : Motor car racing | Sp_55_40_10 : Fuel And Gas Extraction Spaces | Ss_30_42 : Floor Covering And Finishing Systems | Pr_20_85_85 : Straps, Ties, Channels And Inserts
|  |  | D56749 : Other racing sports | Sp_55_40_50 : Fuel And Gas Treatment Spaces | Ss_30_42_10 : Calcium Sulfate-Based Screed Systems | Pr_20_85_85_02 : Aluminium Bronze Slot Ties
|  |  | D5675 : Winter sports | Sp_55_60 : Water Storage Spaces | Ss_30_42_10_10 : Bonded Calcium Sulfate-Based Screed Systems | Pr_20_85_85_04 : Aluminium Bronze Wall Head Restraint Slip Ties
|  |  | D56751 : Dry slope skiing | Sp_55_70 : Fuel And Gas Storage Spaces | Ss_30_42_10_30 : Floating Calcium Sulfate-Based Screed Systems | Pr_20_85_85_11 : Carbon Steel Cast-In Channels
|  |  | D56752 : Machine-made snow skiing | Sp_55_80 : Water Distribution Spaces | Ss_30_42_10_90 : Unbonded Calcium Sulfate-Based Screed Systems | Pr_20_85_85_12 : Carbon Steel Movement Joint Lateral Restraint Slip Ties
|  |  | D56753 : Natural snow skiing | Sp_55_80_80 : Water Distribution Easements | Ss_30_42_15 : Cementitious Screed Systems | Pr_20_85_85_13 : Carbon Steel Lateral Restraint Straps
|  |  | D56754 : Toboggan runs | Sp_55_90 : Fuel And Gas Distribution Spaces | Ss_30_42_15_10 : Bonded Or Partially Bonded Cementitious Levelling Screed Systems | Pr_20_85_85_14 : Carbon Steel Slot Ties
|  |  | D56755 : Ice rink sports and leisure | Sp_55_90_80 : Fuel And Gas Distribution Easements | Ss_30_42_15_15 : Cementitious Wearing Screed Systems | Pr_20_85_85_15 : Carbon Steel Threaded Studding Ties
|  |  | D56759 : Other winter sports | Sp_60 : Heating, Cooling And Refrigeration Spaces | Ss_30_42_15_30 : Floating Cementitious Levelling Screed Systems | Pr_20_85_85_16 : Carbon Steel Tie Bars
|  |  | D5676 : Equestrian hunting fishing | Sp_60_10 : Heating Spaces | Ss_30_42_15_90 : Unbonded Cementitious Levelling Screed Systems | Pr_20_85_85_17 : Carbon Steel Vertical Restraint Straps
|  |  | D56761 : Riding schools | Sp_60_10_60 : Heating Plant Rooms | Ss_30_42_20 : Deck Covering Systems | Pr_20_85_85_18 : Carbon Steel Wall Head Restraint Slip Ties
|  |  | D56762 : Show jumping | Sp_60_10_80 : Heating Distribution Easements | Ss_30_42_25 : Edge-Fixed Carpeting Systems | Pr_20_85_85_19 : Cavity Wall Ties
|  |  | D56763 : Polo | Sp_60_40 : Cooling Spaces | Ss_30_42_25_25 : Edge-Fixed Carpeting Systems | Pr_20_85_85_20 : Channel Slot Ties
|  |  | D56764 : Fishing | Sp_60_40_60 : Cooling Plant Rooms | Ss_30_42_30 : Floor Paint Systems | Pr_20_85_85_21 : Copper Slot Ties
|  |  | D56769 : Other | Sp_60_40_80 : Cooling Distribution Easements | Ss_30_42_30_30 : Floor Coating Systems | Pr_20_85_85_22 : Copper Wall Head Restraint Slip Ties
|  |  | D5677 : Aiming sports | Sp_60_70 : Refrigeration Spaces | Ss_30_42_32 : Floor Tiling Systems | Pr_20_85_85_28 : Existing Wall Tie Isolating Sleeves
|  |  | D56771 : Golf | Sp_60_70_60 : Refrigeration Plant Rooms | Ss_30_42_32_30 : External Floor Tiling Systems | Pr_20_85_85_33 : General-Purpose Slip Ties
|  |  | D56772 : Bowling (Crown green) | Sp_60_70_80 : Refrigeration Distribution Easements | Ss_30_42_32_40 : Internal Floor Tiling Systems | Pr_20_85_85_36 : Head Restraint Slip Ties
|  |  | D56773 : Bowling (Ten pin) | Sp_65 : Ventilation And Air Conditioning Spaces | Ss_30_42_40 : Ice Rink Floor Systems | Pr_20_85_85_42 : Insulation Fixing Straps
|  |  | D56774 : Snooker billiards pool | Sp_65_10 : Ventilation And Air Conditioning Spaces tempxxx | Ss_30_42_50 : Masonry Flooring Systems | Pr_20_85_85_57 : Non-Loadbearing Wall Head Restraints
|  |  | D56775 : Darts | Sp_90_10_02 : Air Locks | Ss_30_42_52 : Mastic Asphalt Flooring And Floor Underlay Systems | Pr_20_85_85_61 : Permanent Insulation Formwork (PIF) Connectors
|  |  | D56776 : Archery | Sp_90_10_03 : Anterooms | Ss_30_42_52_50 : Mastic Asphalt Flooring Systems | Pr_20_85_85_62 : Phosphor Bronze Slot Ties
|  |  | D56777 : Shooting | Sp_90_10_08 : Breezeways | Ss_30_42_52_52 : Mastic Asphalt Floor Underlay Systems | Pr_20_85_85_63 : Phosphor Bronze Wall Head Restraint Slip Ties
|  |  | D5678 : Boating water skiing air sports | Sp_90_10_11 : Canopies | Ss_30_42_72 : Resilient And Textile Floor Covering Systems | Pr_20_85_85_64 : Polyester (PET) Straps
|  |  | D56781 : Sailing | Sp_90_10_15 : Corridors | Ss_30_42_72_05 : Adhesive-Fixed Rolled Carpet Systems | Pr_20_85_85_69 : Restraint Belts
|  |  | D56782 : Motor boating | Sp_90_10_16 : Covered Walkways | Ss_30_42_72_10 : Carpet Tile Systems | Pr_20_85_85_71 : Roofing Belts
|  |  | D56783 : Water skiing | Sp_90_10_28 : Escalators And Travelators | Ss_30_42_72_72 : Resilient Sheet Floor Covering Systems | Pr_20_85_85_72 : Roofing Straps
|  |  | D56784 : Gliding | Sp_90_10_30 : Fire Stairways | Ss_30_42_72_75 : Resilient Tile Floor Covering Systems | Pr_20_85_85_73 : Shear Wall Ties
|  |  | D56785 : Aeronautics | Sp_90_10_34 : Goods Conveyors | Ss_30_42_75 : Resin Flooring Systems | Pr_20_85_85_74 : Slotted Wall Channels And Brackets
|  |  | D56786 : Parachuting hang gliding parapenting | Sp_90_10_36 : Hallways | Ss_30_42_75_75 : Resin Flooring Systems | Pr_20_85_85_75 : Stainless Steel Lateral Restraint Straps
|  |  | D56789 : Other kinds of sports | Sp_90_10_46 : Landings | Ss_30_42_90 : Terrazzo Floor Tiling And Screed Systems | Pr_20_85_85_76 : Stainless Steel Slot Ties
|  |  | D568 : Facilities and areas for the playing of the sport itself | Sp_90_10_47 : Lift Cars | Ss_30_42_90_90 : Terrazzo Floor Covering Systems | Pr_20_85_85_77 : Stainless Steel Threaded Studding Ties
|  |  | D5681 : Courses | Sp_90_10_48 : Lift Machine Rooms | Ss_30_45 : Paving Covering And Finishing Systems | Pr_20_85_85_78 : Stainless Steel Tie Bars
|  |  | D5682 : Pitches | Sp_90_10_49 : Lift Pits | Ss_30_47 : Ceiling And Soffit Covering And Finishing Systems | Pr_20_85_85_79 : Stainless Steel Vertical Restraint Straps
|  |  | D5683 : Courts | Sp_90_10_50 : Lift Shafts | Ss_30_60 : Roof, Floor And Paving Accessory Systems | Pr_20_85_85_80 : Stainless Steel Wall Head Restraint Slip Ties
|  |  | D5684 : Tracks | Sp_90_10_51 : Lobbies | Ss_30_60_50 : Metal Sheet Roof Flashing Systems | Pr_20_85_85_81 : Stainless Steel Drive Ties
|  |  | D5685 : Pavilions | Sp_90_10_53 : Monumental Stairways | Ss_30_60_50_10 : Aluminium Roof Flashing Systems | Pr_20_85_85_82 : Stainless Steel Resin-Bonded Ties
|  |  | D5686 : Ranges | Sp_90_10_64 : Porches | Ss_30_60_50_50 : Lead Roof Flashing Systems | Pr_20_85_85_83 : Stainless Steel Expansion Ties
|  |  | D5687 : Rings | Sp_90_10_70 : Ramps | Ss_30_60_70 : Roof Feature Systems | Pr_20_85_85_84 : Stainless Steel Cast-In Channels
|  |  | D5689 : Other | Sp_90_10_75 : Sally Ports | Ss_30_75 : Roof, Floor And Paving Drainage Systems | Pr_20_85_85_85 : Stainless Steel Cladding Channels
|  |  | D569 : Other sports facilities | Sp_90_10_77 : Shelters | Ss_30_75_45 : Kerb And Channel Systems | Pr_20_85_85_86 : Stainless Steel Cladding Ties
|  |  | D58 : Amusement play tourist facilities | Sp_90_10_85 : Squares (outdoor) | Ss_30_75_45_20 : Demarcation Paving Systems | Pr_20_85_85_87 : Surface Mounted Channels
|  |  | D581 : Gambling facilities | Sp_90_10_93 : Utilitarian Stairways | Ss_30_75_45_30 : Footway Grating System | Pr_20_85_85_88 : Tension Straps
|  |  | D5811 : Casinos | Sp_90_10_94 : Vestibules | Ss_30_75_45_45 : Light Duty Kerb Systems | Pr_20_85_85_95 : Wall Starters And Connectors
|  |  | D5812 : Bookmakers | Sp_90_10_95 : Walkways And Internal Bridges | Ss_30_75_45_50 : Multi Unit Surface Drainage Channel Systems | Pr_20_85_85_96 : Water Fire Extinguisher Leather Straps
|  |  | D583 : Amusement facilities | Sp_90_10_96 : Wheelchair Circulation Spaces | Ss_30_75_45_55 : Multi Unit Traffic Calming Systems | Pr_20_85_85_97 : Water-Resistant Concrete Formwork Ties
|  |  | D5831 : Funfairs | Sp_65_40 : Ventilation Spaces | Ss_30_75_45_75 : Single Unit Surface Drainage Channel Systems | Pr_20_85_86 : Struts And Props
|  |  | D5832 : Theme parks | Sp_65_40_60 : Ventilation Plant Rooms | Ss_30_75_45_80 : Single Unit Traffic Calming Systems | Pr_20_85_86_11 : Carbon Steel Struts
|  |  | D5833 : Simulation amusement facilities | Sp_65_80 : Air Conditioning Spaces | Ss_30_75_45_85 : Traffic Kerb Systems | Pr_20_85_86_30 : Formwork Props
|  |  | D58331 : Amusement facilities with computer controlled special effects | Sp_65_80_60 : Air Conditioning Plant Rooms | Ss_30_75_50 : Metal Sheet Gutter Lining Systems | Pr_20_85_86_31 : Formwork Shores
|  |  | D58332 : Virtual reality amusement facilities | Sp_90_90_01 : Access Floor Voids | Ss_30_75_50_05 : Aluminium Sheet Gutter Lining Systems | Pr_20_85_86_39 : Hydraulic Jacks
|  |  | D5834 : Fairgrounds | Sp_90_90_64 : Plant Rooms | Ss_30_75_50_15 : Copper Sheet Gutter Lining Systems | Pr_20_85_86_70 : Roof Gutter Straps
|  |  | D5835 : Show grounds | Sp_90_90_02 : Air Shafts | Ss_30_75_50_45 : Lead Sheet Gutter Lining Systems | Pr_20_85_86_76 : Screw Jacks
|  |  | D5836 : Amusement arcades | Sp_90_90_12 : Chimneys | Ss_30_75_50_75 : Stainless Steel Sheet Gutter Lining Systems | Pr_20_85_86_84 : Stainless Steel Struts
|  |  | D584 : Tourist facilities | Sp_90_90_13 : Chutes | Ss_30_75_50_95 : Zinc Sheet Gutter Lining Systems | Pr_20_85_86_89 : Trench Boxes Or Shields
|  |  | D5841 : Visitor centres | Sp_90_90_13 : Ceiling Voids | Ss_30_95 : Temporary Roof, Floor And Paving Systems | Pr_20_85_86_90 : Trench Shores
|  |  | D5842 : Tourist information centres | Sp_90_90_15 : Control Rooms | Ss_35 : Fixed Access, Tunnel, Shaft, Vessel And Tower Systems | Pr_20_85_86_91 : Trench Struts
|  |  | D5843 : Interpretation facilities | Sp_90_90_18 : Crawl Spaces | Ss_35_05 : Fixed Access, Tunnel, Shaft, Vessel And Tower Substructure Systems | Pr_20_85_90 : Trusses And Lattice Frames
|  |  | D5844 : Holiday camps | Sp_90_90_27 : Equipment Rooms | Ss_35_10 : Fixed Access Structure Systems | Pr_20_85_90_02 : Aluminium Lattice Trusses And Frames
|  |  | D5845 : Caravan and camping sites | Sp_90_90_32 : Furnace Rooms | Ss_35_10_25 : External Stair And Ramp Systems | Pr_20_85_90_11 : Carbon Steel Lattice Floor Joists And Purlins
|  |  | D585 : Play facilities | Sp_90_90_42 : Incinerator Rooms | Ss_35_10_25_35 : Ground Bearing External Stair Systems | Pr_20_85_90_12 : Carbon Steel Pitched Roof Trusses
|  |  | D5851 : Playgrounds | Sp_90_90_47 : Light Wells | Ss_35_10_25_83 : Suspended External Ramp Systems | Pr_20_85_90_36 : Hardwood Lattice Joists
|  |  | D5852 : Adventure playgrounds | Sp_90_90_77 : Server Rooms | Ss_35_10_25_85 : Suspended External Stair Systems | Pr_20_85_90_37 : Hardwood Trussed Rafters
|  |  | D5853 : Play centres | Sp_90_90_78 : Services Shafts | Ss_35_10_30 : Fixed Utilitarian Access Systems | Pr_20_85_90_38 : Hardwood Trusses
|  |  | D5854 : Play areas and rooms | Sp_90_90_80 : Solid Fuel Storerooms | Ss_35_10_30_15 : Companionway Ladder Systems | Pr_20_85_90_81 : Softwood Trusses
|  |  | D5855 : Large fixed playground equipment | Sp_90_90_85 : Switch Rooms | Ss_35_10_30_40 : Industrial Stair Systems | Pr_20_85_90_82 : Softwood Trussed Rafters
|  |  | D5856 : Play accessories | Sp_90_90_90 : Transformer Rooms | Ss_35_10_30_60 : Permanently-Fixed Roof Ladder Systems | Pr_20_93 : Unit Structure And General Products
|  |  | D586 : Field study centres outdoor activity centres | Sp_90_90_96 : Wall Services Voids | Ss_35_10_30_62 : Permanently-Fixed Vertical Ladder Systems | Pr_20_93_33 : Glass Blocks And Panels
|  |  | D587 : Parks gardens | Sp_70 : Electrical Spaces | Ss_35_10_30_95 : Working Platform And Walkway Systems | Pr_20_93_33_33 : Glass Block Panels
|  |  | D5871 : Public parks | Sp_70_10 : Electrical Power Generation Spaces | Ss_35_10_40 : Internal Stair And Ramp Systems | Pr_20_93_33_34 : Glass Blocks
|  |  | D589 : Other amusement play tourist facilities | Sp_70_10_08 : Boiler Rooms | Ss_35_10_40_20 : Curved Internal Stair Systems | Pr_20_93_50 : Masonry Capping And Coping Units
|  |  | D59 : Other recreational facilities | Sp_90_90_08 : Boiler Rooms | Ss_35_10_40_40 : Internal Ramp Systems | Pr_20_93_50_10 : Calcium Silicate Capping Units
|  |  | D6 : Religious facilities | Sp_70_10_15 : Cooling Towers | Ss_35_10_40_42 : Internal Stair Systems | Pr_20_93_50_11 : Calcium Silicate Coping Units
|  |  | D61 : Religious centre facilities | Sp_70_10_27 : Electricity Substation Spaces | Ss_35_10_40_85 : Straight Internal Stair Systems | Pr_20_93_50_13 : Cast Stone Capping Units
|  |  | D611 : Episcopal palaces | Sp_70_10_72 : Reactor Rooms | Ss_35_10_85 : Stair And Ramp Structural Systems | Pr_20_93_50_14 : Cast Stone Coping Units
|  |  | D612 : Deaneries | Sp_70_10_91 : Turbine Rooms | Ss_35_10_85_15 : Concrete Stair Or Ramp Systems | Pr_20_93_50_16 : Clay Brick Capping Units
|  |  | D613 : Pastoral centres | Sp_70_40 : Kinetic Power Generation Spaces | Ss_35_10_85_35 : Heavy Steel Stair Or Ramp Systems | Pr_20_93_50_17 : Clay Brick Coping Units
|  |  | D614 : Ecumenical centres | Sp_70_40_96 : Water Mill Houses | Ss_35_10_85_70 : Reinforced Concrete Stair Or Ramp Systems | Pr_20_93_50_19 : Clayware Capping Units
|  |  | D62 : Cathedrals | Sp_70_40_97 : Wind Mill Houses | Ss_35_10_85_90 : Timber Stair Or Ramp Systems | Pr_20_93_50_20 : Clayware Coping Units
|  |  | D621 : Chapter houses | Sp_70_70 : Electrical Power Transmission And Distribution Spaces | Ss_35_11 : Tunnel Systems | Pr_20_93_50_22 : Concrete Capping Units
|  |  | D622 : Cathedral treasuries | Sp_70_70_80 : Electricity Transmission Easements | Ss_35_11_10 : Bored Transport Tunnel Systems | Pr_20_93_50_23 : Concrete Coping Units
|  |  | D63 : Churches chapels | Sp_75 : Communications, Security, Safety And Protection Spaces | Ss_35_11_15 : Canal/ Waterway Systems | Pr_20_93_50_34 : Glass-Reinforced Concrete (GRC) Coping Units
|  |  | D631 : Chancels | Sp_75_10 : Broadcast Communications Spaces | Ss_35_11_20 : Cut Transport Tunnel Systems | Pr_20_93_50_55 : Natural Stone Capping Units
|  |  | D6311 : Sanctuaries | Sp_75_10_70 : Radio Broadcast Control Booths | Ss_35_11_30 : Floating Tunnel Systems | Pr_20_93_50_56 : Natural Stone Coping Units
|  |  | D6312 : Choirs | Sp_75_10_72 : Radio Broadcast Recording Studios | Ss_35_11_50 : Mine Tunnel Systems | Pr_20_93_50_76 : Slate Capping Units
|  |  | D6313 : Altars | Sp_75_10_74 : Radio Broadcast Studios | Ss_35_11_85 : Submersible Tunnel Systems | Pr_20_93_50_77 : Slate Coping Units
|  |  | D632 : Naves transepts | Sp_75_10_91 : Television Broadcast Control Booths | Ss_35_11_90 : Trench, Pipeway And Pit Systems | Pr_20_93_51 : Masonry Flooring Units
|  |  | D633 : Crypts | Sp_75_10_92 : Television Broadcast Recording Studios | Ss_35_11_90_28 : External Underground Surface Duct System | Pr_20_93_51_02 : Aggregate Concrete Infill Blocks
|  |  | D634 : Galleries | Sp_75_10_93 : Television Broadcast Studios | Ss_35_12 : Tube Systems | Pr_20_93_51_05 : Autoclaved Aerated Concrete (AAC) Infill Blocks
|  |  | D635 : Side chapels baptisteries confessing facilities preaching facilities sacramental facilities | Sp_75_10_97 : Web Server Rooms | Ss_35_13 : Shaft Systems | Pr_20_93_51_28 : Expanded Polystyrene (EPS) Infill Blocks
|  |  | D636 : Ambulatory facilities | Sp_75_30 : Peer-To-Peer Communications Spaces | Ss_35_13_15 : Cooling Tower Systems | Pr_20_93_52 : Masonry Walling Units
|  |  | D6361 : Aisles | Sp_75_30_05 : Automated Telephone Exchange Spaces | Ss_35_13_25 : Environmental Shaft Systems | Pr_20_93_52_05 : Autoclaved Aerated Concrete (AAC) Blocks
|  |  | D6362 : Retrochoirs | Sp_75_30_23 : Digital Data Transmission Easements | Ss_35_13_30 : Free-Standing Chimney Systems | Pr_20_93_52_11 : Calcium Silicate Blocks
|  |  | D637 : Spires towers belfries campanili | Sp_75_30_52 : Manual Telephone Exchange Spaces | Ss_35_13_46 : Lift Shaft Systems | Pr_25_93_52_11 : Calcium Silicate Sills
|  |  | D638 : Vestries | Sp_75_30_88 : Telecommunications Control Spaces | Ss_35_13_50 : Manhole And Access Shaft Systems | Pr_20_93_52_12 : Calcium Silicate Bricks
|  |  | D639 : Other parts of Christian worship facilities churches | Sp_75_30_89 : Telephone Booths | Ss_35_13_55 : Masonry Chimney Systems | Pr_25_93_52_12 : Cast Stone Sills
|  |  | D64 : Mission halls meeting houses | Sp_75_30_90 : Telephone Boxes | Ss_35_13_55_50 : Masonry Chimney Stack Systems | Pr_20_93_52_13 : Cast Stone Masonry Units
|  |  | D65 : Non-Christian places of worship | Sp_75_70 : Electronic Security Spaces | Ss_35_13_60 : Mine And Tunnel Shaft Systems | Pr_25_93_52_13 : Clay Brick Sills
|  |  | D651 : Temples | Sp_75_70_28 : Electronic Security Control Rooms | Ss_35_13_75 : Service Shaft Systems | Pr_20_93_52_14 : Clay Blocks
|  |  | D652 : Mosques | Sp_75_80 : Electronic Safety Spaces | Ss_35_13_80 : Shaft Structure Systems | Pr_25_93_52_14 : Clayware Sills
|  |  | D653 : Synagogues | Sp_75_80_27 : Electronic Safety Control Rooms | Ss_35_13_95 : Well And Monitoring Shaft Systems | Pr_20_93_52_15 : Clay Bricks
|  |  | D654 : Non-Christian religious meeting places | Sp_75_90 : Electronic Protection Spaces | Ss_35_14 : Chute Systems | Pr_25_93_52_15 : Concrete Sills
|  |  | D659 : Parts of non-Christian worship facilities | Sp_75_90_26 : Electronic Protection Control Rooms | Ss_35_14_15 : Coal/ Woodchip And Bulk Material Chute Systems | Pr_20_93_52_21 : Dense Aggregate Concrete Blocks
|  |  | D66 : Residential religious facilities | Sp_80 : Rail Spaces | Ss_35_14_25 : Escape Chute Systems | Pr_20_93_52_22 : Dense Aggregate Concrete Bricks
|  |  | D661 : Convents | Sp_80_10 : Railways | Ss_35_14_70 : Refuse And Linen Chute Systems | Pr_20_93_52_23 : Dimension Stones
|  |  | D662 : Abbeys monasteries nunneries priories friaries | Sp_80_10_50 : Marshalling Yards | Ss_35_14_70_08 : Built-In Linen Chute Systems | Pr_20_93_52_27 : Engineering Bricks
|  |  | D663 : Retreat centres | Sp_80_10_58 : Overpasses | Ss_35_14_70_10 : Built-In Refuse Chute Systems | Pr_20_93_52_33 : Glass-Reinforced Concrete (GRC) Blocks
|  |  | D67 : Funerary facilities shrines mortuaries | Sp_80_10_71 : Railway Side Reservations | Ss_35_14_70_63 : Post-Fixed Linen Chute Systems | Pr_25_93_52_33 : Glass-Reinforced Concrete (GRC) Bay Window Sills
|  |  | D671 : Mortuaries morgues | Sp_80_10_75 : Railway Tracks | Ss_35_14_70_65 : Post-Fixed Refuse Chute Systems | Pr_20_93_52_34 : Glazed Clay Bricks
|  |  | D672 : Crematoria | Sp_80_10_77 : Signal Control Spaces | Ss_35_16 : Vessel Systems | Pr_20_93_52_35 : Glazed Concrete Blocks
|  |  | D673 : Cemeteries (graveyards) | Sp_80_10_92 : Underpasses | Ss_35_16_02 : Above-Ground Pool Systems | Pr_20_93_52_36 : Gypsum Blocks
|  |  | D674 : Tombs mausoleums funeral vaults shrines reliquaries | Sp_80_80 : Rail Loading And Embarkation Spaces | Ss_35_16_05 : Basement Water Retaining Systems | Pr_25_93_52_36 : Glass-Reinforced Concrete (GRC) Sills
|  |  | D676 : Gardens of remembrance remembrance pavilions | Sp_80_80_08 : Boarding Areas | Ss_35_16_10 : Bund Systems | Pr_20_93_52_42 : Insulated Concrete Blocks
|  |  | D677 : Funeral parlours chapels of rest | Sp_80_80_20 : Customs Control Areas | Ss_35_16_10_10 : Bund Systems | Pr_20_93_52_46 : Lightweight Aggregate Concrete Blocks
|  |  | D679 : Other funerary facilities | Sp_80_80_34 : Goods Loading/ Unloading Areas | Ss_35_16_30 : Formal Water Feature Vessel Systems | Pr_25_93_52_56 : Natural Stone Sills
|  |  | D69 : Other religious facilities | Sp_80_80_60 : Passport Control Offices | Ss_35_16_50 : Metal And Plastics Water Retaining Systems | Pr_20_93_52_73 : Refractory Bricks
|  |  | D7 : Educational scientific information facilities | Sp_80_80_64 : Platforms | Ss_35_16_55 : Natural Water Feature Vessel Systems | Pr_20_93_52_74 : Rubble Stones
|  |  | D71 : Education facilities (schools) | Sp_80_80_72 : Railway Station Halls/ Concourses | Ss_35_16_75 : Silo Systems | Pr_25_93_52_76 : Slate Sills
|  |  | D711 : Nursery schools | Sp_80_80_82 : Station Forecourts | Ss_35_16_95 : Watertight Structural Systems | Pr_20_93_52_83 : Squared Rubble Stones
|  |  | D712 : Primary schools | Sp_80_80_88 : Ticket Offices | Ss_35_17 : Tower And Mast Systems | Pr_20_93_52_84 : Stone Masonry Units
|  |  | D7121 : Infant schools | Sp_80_80_90 : Train Stops | Ss_35_17_35 : Gantry Systems | Pr_20_93_52_88 : Thin Joint Autoclaved Aerated Concrete (AAC) Blocks
|  |  | D7122 : First schools | Sp_80_80_94 : Vehicle Loading/ Unloading Areas | Ss_35_17_45 : Lattice Tower And Pylon Systems | Pr_20_93_71 : Retaining Wall Units
|  |  | D7123 : Junior schools | Sp_80_90 : Rail Storage And Repair Spaces | Ss_35_17_50 : Mast Systems | Pr_20_93_71_15 : Concrete Interlocking Blocks
|  |  | D7124 : Middle schools | Sp_80_90_11 : Carriage Cleaning Spaces | Ss_35_17_90 : Tower Systems | Pr_20_93_71_53 : Modular Reinforced Concrete Stem Wall Units
|  |  | D7125 : Independent primary schools preparatory schools | Sp_80_90_26 : Engine Fuelling Areas | Ss_35_19 : Temporary Fixed Access, Tunnel, Shaft, Vessel And Tower Systems | Pr_20_93_71_75 : Sawn Hardwood Crib Wall Units
|  |  | D713 : Secondary schools | Sp_80_90_27 : Engine Inspection Pits | Ss_35_30 : Fixed Access, Tunnel, Shaft, Vessel And Tower Opening Systems | Pr_20_93_84 : Structural Roofing Units
|  |  | D7131 : Comprehensive schools | Sp_80_90_28 : Engine Servicing Areas | Ss_35_30_15 : Concrete Stair And Ramp Glazing Systems | Pr_20_93_84_15 : Concrete Arch Units
|  |  | D71311 : Grant maintained | Sp_80_90_29 : Engine Wash Areas | Ss_35_30_15_15 : Concrete Stair Tread Glazing Systems | Pr_20_93_84_16 : Concrete Dome Units
|  |  | D71312 : Local authority controlled | Sp_80_90_70 : Rail Repair Spaces | Ss_35_40 : Fixed Access, Tunnel, Shaft, Vessel And Tower Covering And Finishing Systems | Pr_20_93_84_84 : Structural Insulated Roof Panels
|  |  | D7132 : Grammar schools | Sp_81 : Road Spaces | Ss_35_40_82 : Stair Carpeting Systems | Pr_20_93_85 : Structural Walling Units
|  |  | D7133 : Independent and private and public schools | Sp_81_10 : Roadways | Ss_35_40_82_05 : Adhesive-Fixed Stair Carpeting Systems | Pr_20_93_85_14 : Concrete Solid Wall And Composite Wall Units
|  |  | D71331 : Boarding schools | Sp_81_10_08 : Bus Manoeuvring Areas | Ss_35_40_85 : Swimming Pool Tiling Systems | Pr_20_93_85_16 : Concrete Structural Insulated Panels (SIPs)
|  |  | D71332 : Day schools | Sp_81_10_11 : Car Manoeuvring Areas â€“ Indoor | Ss_35_40_85_83 : Swimming Pool Floor Tiling Systems | Pr_20_93_85_84 : Structural Insulated Wall Panels
|  |  | D71333 : Mixed boarding and day schools | Sp_81_10_12 : Car Manoeuvring Areas â€“ Outdoor | Ss_35_40_85_85 : Swimming Pool Wall Tiling Systems | Pr_20_93_85_88 : Timber-Framed Straw-Filled Panels
|  |  | D7135 : Technology schools | Sp_81_10_16 : Central Reservations | Ss_35_40_87 : Tanking Systems | Pr_20_96 : Wire Structure And General Products
|  |  | D7139 : Other types of secondary schools | Sp_81_10_20 : Cycle Lanes | Ss_35_40_87_10 : Cementitious Proprietary Mortar Tanking Systems | Pr_20_96_71 : Reinforcement
|  |  | D714 : Sixth form colleges tertiary colleges | Sp_81_10_27 : Emergency Lanes | Ss_35_40_87_12 : Cementitious Site-Batched-And-Mixed Mortar Tanking Systems | Pr_20_96_71_10 : Carbon Steel Bed Joint Reinforcement
|  |  | D717 : Schools for special needs groups | Sp_81_10_36 : Hard Shoulders | Ss_35_40_87_14 : Cold-Applied Liquid External Tanking Systems | Pr_20_96_71_11 : Carbon Steel Cage Reinforcement
|  |  | D7171 : Schools for children with learning difficulties mental handicaps autism emotional problems | Sp_81_10_42 : Intersections | Ss_35_40_87_16 : Cold-Applied Liquid Sandwiched Tanking Systems | Pr_20_96_71_12 : Carbon Steel Fabric Reinforcement
|  |  | D7172 : Schools for children with physical handicaps | Sp_81_10_46 : Lay-Bys And Passing Places | Ss_35_40_87_18 : Crystallization-Active Cementitious Mortar Dry Shake Tanking Systems | Pr_20_96_71_13 : Carbon Steel Plain Bar Reinforcement
|  |  | D7173 : Approved schools | Sp_81_10_61 : Pathways | Ss_35_40_87_20 : Crystallization-Active Cementitious Mortar Slurry Tanking Systems | Pr_20_96_71_14 : Carbon Steel Ribbed Bar Reinforcement
|  |  | D7179 : Other special needs schools | Sp_81_10_62 : Pavements (roadside) | Ss_35_40_87_30 : Fully-Bonded Bitumen Membrane External Tanking Systems | Pr_20_96_71_15 : Carbon Steel Tendons
|  |  | D718 : Parts of education facilities | Sp_81_10_63 : Pedestrian Crossings | Ss_35_40_87_32 : Fully-Bonded Bitumen Membrane Sandwiched Tanking Systems | Pr_20_96_71_16 : Copper Rod Reinforcement
|  |  | D7181 : General purpose classrooms | Sp_81_10_64 : Pedestrian Refuges And Islands | Ss_35_40_87_40 : High Density Plastics Studded Membrane Cavity Drain Waterproofing Systems | Pr_20_96_71_30 : Fibrous Reinforcement
|  |  | D7182 : Classrooms for science technology etc. | Sp_81_10_70 : Railway Crossings | Ss_35_40_87_45 : Loose-Laid Bentonite Membrane External Or Sandwiched Tanking Systems | Pr_20_96_71_33 : Glass Fibre Fleece Reinforcement
|  |  | D71821 : Science laboratories | Sp_81_10_72 : Road Lanes â€“ Fast | Ss_35_40_87_50 : Mastic Asphalt External Tanking Systems | Pr_20_96_71_34 : Glass Fibre Mesh Reinforcement
|  |  | D71822 : Computer laboratories | Sp_81_10_73 : Road Lanes â€“ Slow | Ss_35_40_87_52 : Mastic Asphalt Sandwiched Tanking Systems | Pr_20_96_71_35 : Glass Fibre Reinforcement Mats
|  |  | D71823 : Classrooms for woodwork metalwork etc. | Sp_81_10_77 : Side Reservations | Ss_35_40_87_54 : Mastic Asphalt Tank Lining Systems | Pr_20_96_71_36 : Glass Fibre Reinforcement Tendons
|  |  | D7183 : Music rooms | Sp_81_10_80 : Soft Shoulders | Ss_35_40_87_75 : Self-Adhesive Bitumen Membrane External Tanking Systems | Pr_20_96_71_51 : Mechanical Reinforcement Couplers
|  |  | D7184 : Language laboratories | Sp_81_10_90 : Truck Manoeuvring Areas | Ss_35_40_87_77 : Self-Adhesive Bitumen Membrane Sandwiched Tanking Systems | Pr_20_96_71_52 : Meshwork Joint Reinforcement
|  |  | D7185 : Art and design and craft classrooms | Sp_81_80 : Road Loading And Embarkation Spaces | Ss_35_40_95 : Water Retention Sheet Lining Systems | Pr_20_96_71_62 : Phosphor Bronze Rod Reinforcement
|  |  | D7186 : Sixth form centres and common rooms | Sp_81_80_05 : Boarding Areas | Ss_35_40_95_30 : Formal Water Body Water Retention Sheet Lining Systems | Pr_20_96_71_63 : Plastics Mesh Reinforcement
|  |  | D7189 : Other parts of education facilities | Sp_81_80_06 : Bus Station Halls/ Concourses | Ss_35_40_95_40 : Informal Water Body Water Retention Sheet Lining Systems | Pr_20_96_71_64 : Polyester (PE) Fibre Fleece Reinforcement
|  |  | D719 : Other education facilities | Sp_81_80_10 : Bus Stops | Ss_35_60 : Fixed Access, Tunnel, Shaft, Vessel And Tower Accessory Systems | Pr_20_96_71_65 : Polypropylene (PP) Fibre Reinforcement
|  |  | D72 : Further education facilities | Sp_81_80_19 : Customs Control Areas | Ss_35_95 : Temporary Fixed Access, Tunnel, Shaft, Vessel And Tower Systems | Pr_20_96_71_84 : Stainless Steel Bed Joint Reinforcement
|  |  | D721 : Universities | Sp_81_80_60 : Passport Control Offices | Ss_40 : Signage, Fittings, Furnishings And Equipment (FFandE), And General Finishing Systems | Pr_20_96_71_97 : Welded Wire Mesh Reinforcement
|  |  | D7211 : Traditional universities | Sp_81_90 : Road Storage And Repair Spaces | Ss_40_10 : Signage Systems | Pr_20_96_96 : Wire Fencing Ancillary Products
|  |  | D7212 : Former polytechnics | Sp_81_90_09 : Bus Standing Spaces | Ss_40_10_25 : External Signage And Interpretation Systems | Pr_20_96_96_11 : Carbon Steel Fencing Cleats
|  |  | D722 : Polytechnics technical colleges general colleges of further education | Sp_81_90_13 : Car Parking Spaces â€“ Indoor | Ss_40_10_25_25 : Electrical External Signage Systems | Pr_20_96_96_12 : Carbon Steel Fencing Droppers
|  |  | D723 : Colleges of education | Sp_81_90_14 : Car Parking Spaces â€“ Outdoor | Ss_40_10_25_30 : Fixed External Signage Systems | Pr_20_96_96_13 : Carbon Steel Fencing Rings
|  |  | D724 : Colleges of art and design | Sp_81_90_15 : Car Park Ramps | Ss_40_10_25_32 : Free-Standing External Signage Systems | Pr_20_96_96_14 : Carbon Steel Fencing Strainers
|  |  | D725 : Colleges and academies of music drama dance | Sp_81_90_91 : Truck Standing Spaces | Ss_40_10_30 : Fire And Safety Signage Systems | Pr_20_96_96_15 : Carbon Steel Fencing Stretcher Bars
|  |  | D726 : Adult education facilities | Sp_81_90_94 : Vehicle Fuelling Areas | Ss_40_10_30_30 : Fire And Safety Signage Systems | Pr_20_96_96_16 : Carbon Steel Fencing Wedges
|  |  | D727 : Learned societies | Sp_81_90_95 : Vehicle Inspection Pits | Ss_40_10_30_75 : Safety Signage Systems | Pr_20_96_96_17 : Carbon Steel Pre-Formed Fencing Lashing Rods
|  |  | D728 : Parts of further education facilities | Sp_81_90_96 : Vehicle Servicing Areas | Ss_40_10_40 : Internal Architectural Signage Systems | Pr_20_96_96_72 : Rotating Vane Fence Toppings
|  |  | D7281 : General purpose lecture theatres | Sp_81_90_97 : Vehicle Wash Areas | Ss_40_10_40_25 : Electrical Internal Architectural Signage Systems | Pr_20_96_97 : Wires, Ropes, Twines And Chains
|  |  | D7282 : General purpose teaching rooms other than lecture theatres | Sp_82 : Marine And Waterway Spaces | Ss_40_10_40_30 : Fixed Internal Architectural Signage Systems | Pr_20_96_97_02 : Aluminium Wires
|  |  | D7283 : General purpose research rooms | Sp_82_10 : Marine And Waterways | Ss_40_10_40_32 : Free-Standing Internal Architectural Signage Systems | Pr_20_96_97_11 : Carbon Steel Barbed Tapes
|  |  | D7284 : Science laboratories | Sp_82_10_11 : Canal Locks | Ss_40_15 : General FfandE Systems | Pr_20_96_97_12 : Carbon Steel Barbed Wires
|  |  | D72841 : For teaching | Sp_82_10_12 : Canals | Ss_40_15_10 : Custom-Made Joinery Systems | Pr_20_96_97_13 : Carbon Steel Chains
|  |  | D72842 : For research | Sp_82_10_37 : Harbour Locks | Ss_40_15_15 : Custom-Made Metalwork Systems | Pr_20_96_97_14 : Carbon Steel High Tensile Barbed Wires
|  |  | D7285 : Language laboratories | Sp_82_10_94 : Viaducts | Ss_40_15_35 : General FfandE Systems | Pr_20_96_97_15 : Carbon Steel High Tensile Line Wires
|  |  | D7286 : Computer laboratories | Sp_82_80 : Marine And Waterway Loading And Embarkation Spaces | Ss_40_15_35_35 : General FfandE Systems | Pr_20_96_97_16 : Carbon Steel Razor Wires
|  |  | D7289 : Other parts of further education facilities | Sp_82_80_05 : Baggage Handling Areas | Ss_40_15_50 : Minor Joinery Systems | Pr_20_96_97_17 : Carbon Steel Spring Wires
|  |  | D729 : Other further education facilities | Sp_82_80_09 : Boarding Areas | Ss_40_15_50_50 : Minor Joinery Systems | Pr_20_96_97_18 : Carbon Steel Wire Ropes
|  |  | D73 : Scientific computing facilities (laboratories) | Sp_82_80_14 : Cargo Loading Areas | Ss_40_20 : Administrative, Commercial And Protective Service FfandE Systems | Pr_20_96_97_19 : Carbon Steel Wires
|  |  | D731 : Computing facilities computer rooms | Sp_82_80_20 : Customs Control Areas | Ss_40_20_20 : Detention FfandE Systems | Pr_20_96_97_27 : Electric Fence Ropes
|  |  | D732 : Clean rooms | Sp_82_80_33 : Gangways | Ss_40_20_25 : Embassy FfandE Systems | Pr_20_96_97_51 : Mixed Fibre Ropes
|  |  | D733 : Instrument rooms | Sp_82_80_36 : Harbour Control Spaces | Ss_40_20_30 : Emergency Shelter FfandE Systems | Pr_20_96_97_56 : Natural Ropes
|  |  | D736 : Photography facilities | Sp_82_80_44 : Jetties | Ss_40_20_45 : Law Court FfandE Systems | Pr_20_96_97_57 : Natural Threads
|  |  | D7361 : Dark rooms | Sp_82_80_46 : Landing Stages | Ss_40_20_60 : Office FfandE Systems | Pr_20_96_97_58 : Natural Twines
|  |  | D737 : Observatories recording stations | Sp_82_80_61 : Passport Control Offices | Ss_40_20_60_60 : Office FfandE Systems | Pr_20_96_97_62 : Plastics Chains
|  |  | D7371 : Meteorological stations | Sp_82_80_77 : Shipping Halls/ Concourses | Ss_40_20_65 : Reception FfandE Systems | Pr_20_96_97_63 : Plastics Wires Or Lines
|  |  | D7372 : Geophysical stations | Sp_82_90 : Marine And Waterway Storage And Repair Spaces | Ss_40_20_70 : Retail FfandE Systems | Pr_20_96_97_73 : Shock-Absorbing Lanyards
|  |  | D7373 : Seismographic stations | Sp_82_90_06 : Baggage Storage Areas | Ss_40_20_75 : Studio FfandE Systems | Pr_20_96_97_74 : Stainless Steel Barbed Tapes
|  |  | D739 : Other scientific facilities | Sp_82_90_08 : Boat Repair Spaces | Ss_40_20_90 : Trading Floor FfandE Systems | Pr_20_96_97_75 : Stainless Steel Barbed Wires
|  |  | D74 : Assembly meeting facilities | Sp_82_90_09 : Boat Storage Spaces | Ss_40_25 : Cultural, Educational, Scientific And Information FfandE Systems | Pr_20_96_97_76 : Stainless Steel Chains
|  |  | D741 : Conference centres | Sp_82_90_10 : Breakwaters | Ss_40_25_02 : Aquarium FfandE Systems | Pr_20_96_97_77 : Stainless Steel High Tensile Barbed Wires
|  |  | D742 : Trade centres | Sp_82_90_13 : Cargo Handling Areas | Ss_40_25_03 : Art Gallery FfandE Systems | Pr_20_96_97_78 : Stainless Steel High Tensile Line Wires
|  |  | D75 : Exhibition display facilities | Sp_82_90_15 : Cargo Storage Areas | Ss_40_25_05 : Auditoria FfandE Systems | Pr_20_96_97_79 : Stainless Steel Razor Wires
|  |  | D751 : Botanical gardens herbaria zoos | Sp_82_90_24 : Dry Docks | Ss_40_25_05_05 : Auditoria FfandE Systems | Pr_20_96_97_80 : Stainless Steel Spring Wires
|  |  | D752 : Aviaries | Sp_82_90_30 : Floating Docks | Ss_40_25_11 : Cathedral, Church And Chapel FfandE Systems | Pr_20_96_97_81 : Stainless Steel Wire Ropes
|  |  | D753 : Aquaria oceanaria | Sp_82_90_35 : Groynes And Other Protective Works | Ss_40_25_15 : Classroom FfandE Systems | Pr_20_96_97_82 : Stainless Steel Wires
|  |  | D754 : Museums planetariums | Sp_82_90_47 : Lifeboat Vessel Storage And Launch Spaces | Ss_40_25_15_15 : Classroom FfandE Systems | Pr_20_96_97_83 : Swimming Pool Flagged Ropes
|  |  | D755 : Art galleries facilities for the display of art | Sp_82_90_63 : Piers | Ss_40_25_20 : Dark Room FfandE Systems | Pr_20_96_97_84 : Swimming Pool False Start Ropes
|  |  | D756 : Centres for general exhibitions | Sp_82_90_69 : Quays | Ss_40_25_25 : Display FfandE Systems | Pr_20_96_97_85 : Swimming Pool Lane Ropes
|  |  | D757 : Centres for special kinds of exhibitions | Sp_82_90_79 : Slipways | Ss_40_25_28 : Exhibition FfandE Systems | Pr_20_96_97_86 : Synthetic Chains
|  |  | D7571 : Design centres | Sp_82_90_96 : Warning Beacon Rooms | Ss_40_25_28_20 : Custom-Made Artwork Systems | Pr_20_96_97_87 : Synthetic Ropes
|  |  | D7572 : Building centres | Sp_82_90_97 : Wet Docks | Ss_40_25_32 : Funerary FfandE Systems | Pr_20_96_97_88 : Synthetic Threads
|  |  | D7573 : Architecture centres | Sp_82_90_98 : Wharfs | Ss_40_25_32_12 : Cemetery Equipment Systems | Pr_20_96_97_89 : Synthetic Twines
|  |  | D759 : Other exhibition and display facilities | Sp_83 : Cable Transport Spaces | Ss_40_25_45 : Laboratory FfandE Systems | Pr_25_30 : Fixed Access Products
|  |  | D76 : Information and study facilities (libraries) | Sp_83_10 : Cableways | Ss_40_25_45_45 : Laboratory FfandE Systems | Pr_25_30_30 : Floor Plates, Gratings And Edgings
|  |  | D761 : National libraries | Sp_83_10_13 : Cableways | Ss_40_25_52 : Mosque FfandE Systems | Pr_25_30_30_01 : Aluminium Cold Formed Planks
|  |  | D762 : Public libraries | Sp_83_80 : Cable Transport Loading And Embarkation Spaces | Ss_40_25_55 : Library FfandE Systems | Pr_25_30_30_02 : Aluminium Duckboards
|  |  | D763 : University college school libraries | Sp_83_80_11 : Cable Transport Embarkation Spaces | Ss_40_25_58 : Observatory FfandE Systems | Pr_25_30_30_03 : Aluminium Edging Sections
|  |  | D764 : Information facilities by special subject | Sp_83_80_12 : Cable Transport Loading Spaces | Ss_40_25_86 : Synagogue FfandE Systems | Pr_25_30_30_04 : Aluminium Expanded Gratings
|  |  | D765 : Information facilities by form of material | Sp_83_90 : Cable Transport Storage And Repair Spaces | Ss_40_30 : Industrial FfandE Systems | Pr_25_30_30_05 : Aluminium Open Bar Metal Gratings
|  |  | D7651 : Map libraries | Sp_83_90_34 : Gondola Repair And Cleaning Spaces | Ss_40_30_29 : Factory FfandE Systems | Pr_25_30_30_06 : Aluminium Solid Metal Plates
|  |  | D7652 : Audio-visual libraries | Sp_83_90_35 : Gondola Storage Spaces | Ss_40_30_37 : Horticultural FfandE Systems | Pr_25_30_30_12 : Carbon Steel Cold Formed Planks
|  |  | D7653 : Resource centres | Sp_84 : Aerospace Spaces | Ss_40_30_46 : Laundry FfandE Systems | Pr_25_30_30_14 : Carbon Steel Edging Sections
|  |  | D7654 : Drawings and illustrations and photograph libraries | Sp_84_10 : Aerospace Ground Spaces | Ss_40_30_47 : Livestock FfandE Systems | Pr_25_30_30_16 : Carbon Steel Expanded Gratings
|  |  | D7655 : Newspaper libraries | Sp_84_10_02 : Aeroplane Landing Strips | Ss_40_30_51 : Mine FfandE Systems | Pr_25_30_30_25 : Concrete Planks
|  |  | D766 : Company libraries special libraries | Sp_84_10_03 : Aeroplane Runways | Ss_40_30_58 : Offshore Platform FfandE Systems | Pr_25_30_30_18 : Carbon Steel Open Bar Metal Gratings
|  |  | D767 : Record offices archives patent offices | Sp_84_10_04 : Aircraft Manoeuvring Areas (taxiways) | Ss_40_30_85 : Static Permanent Access And Safety Equipment Systems | Pr_25_30_30_20 : Carbon Steel Solid Metal Plates
|  |  | D768 : Commercial lending libraries subscription libraries | Sp_84_10_05 : Aircraft Manoeuvring Buffer Areas | Ss_40_30_85_55 : Netting Systems | Pr_25_30_30_34 : Glass-Reinforced Plastics (GRP) Moulded Open Mesh Gratings
|  |  | D769 : Parts of information facilities | Sp_84_10_06 : Aircraft Standing Areas | Ss_40_30_96 : Warehouse FfandE Systems | Pr_25_30_30_36 : Hardwood Duckboards
|  |  | D7691 : Lending section | Sp_84_10_37 : Helipads | Ss_40_35 : Medical, Health, Welfare And Sanitary FfandE Systems | Pr_25_30_30_58 : Open Bar Glass-Reinforced Plastics (GRP) Gratings
|  |  | D7692 : Reference section | Sp_84_80 : Aerospace Loading And Embarkation Spaces | Ss_40_35_03 : Animal Welfare FfandE Systems | Pr_25_30_30_63 : Plastics Perforated Gratings
|  |  | D7693 : Enquiry area | Sp_84_80_04 : Aircraft Fuelling Spaces | Ss_40_35_08_83 : Species Introduction Systems | Pr_25_30_30_80 : Softwood Duckboards
|  |  | D7694 : Catalogue area | Sp_84_80_05 : Arrivals Gates | Ss_40_35_16 : CrÃ¨Che FfandE Systems | Pr_25_30_30_81 : Solid Glass-Reinforced Plastics (GRP) Plates
|  |  | D7695 : Study areas | Sp_84_80_06 : Baggage Claim Areas | Ss_40_35_38 : Hospital Ward FfandE Systems | Pr_25_30_30_82 : Stainless Steel Cold Formed Planks
|  |  | D7696 : Photocopying computing areas | Sp_84_80_07 : Baggage Handling Areas | Ss_40_35_51 : Medical And Dental Surgery FfandE Systems | Pr_25_30_30_83 : Stainless Steel Edging Sections
|  |  | D7699 : Other parts of information facilities | Sp_84_80_11 : Boarding Areas | Ss_40_35_59 : Operating Theatre FfandE Systems | Pr_25_30_30_84 : Stainless Steel Expanded Gratings
|  |  | D79 : Other educational etc. facilities | Sp_84_80_12 : Cargo Handling Areas | Ss_40_35_71 : Rehabilitation FfandE Systems | Pr_25_30_30_85 : Stainless Steel Open Bar Metal Gratings
|  |  | D8 : Residential facilities | Sp_84_80_13 : Cargo Loading Areas | Ss_40_35_75 : Sanitary Appliance Systems | Pr_25_30_30_86 : Stainless Steel Solid Metal Plates
|  |  | D81 : Domestic residential facilities housing | Sp_84_80_16 : Concourses | Ss_40_35_75_05 : Bath Systems | Pr_25_30_36 : Handrails
|  |  | D811 : Housing by type | Sp_84_80_20 : Customs Control Areas | Ss_40_35_75_10 : Bidet Systems | Pr_25_30_36_03 : Aluminium Handrails
|  |  | D8111 : Flats (apartments) | Sp_84_80_22 : Departures Gates | Ss_40_35_75_20 : Disposal Unit (slop Hopper) Systems | Pr_25_30_36_33 : Glass Handrails
|  |  | D8112 : Maisonettes | Sp_84_80_60 : Passport Control Offices | Ss_40_35_75_25 : Drinking Fountain Systems | Pr_25_30_36_36 : Hardwood Handrails
|  |  | D813 : Housing by size of development | Sp_84_90 : Aerospace Storage And Repair Spaces | Ss_40_35_75_35 : Health Care Macerator Systems | Pr_25_30_36_47 : Carbon Steel Handrails
|  |  | D8131 : Individually-designed houses housing units | Sp_84_90_01 : Aircraft Cleaning Spaces | Ss_40_35_75_45 : Janitorial Unit Systems | Pr_25_30_36_63 : Plastics Handrails
|  |  | D8132 : Small groups of houses single streets of houses | Sp_84_90_04 : Aircraft Repair Spaces | Ss_40_35_75_75 : Sanitary Accessory Systems | Pr_25_30_36_80 : Softwood Handrails
|  |  | D8133 : Blocks of flats and maisonettes | Sp_84_90_06 : Airport Control Spaces | Ss_40_35_75_76 : Sauna Package Systems | Pr_25_30_36_84 : Stainless Steel Handrails
|  |  | D8134 : Housing estates | Sp_84_90_10 : Baggage Storage Areas | Ss_40_35_75_77 : Scrub-Up Trough Systems | Pr_25_30_36_85 : Stone Handrails
|  |  | D814 : Housing by occupier | Sp_84_90_14 : Cargo Storage Areas | Ss_40_35_75_78 : Shower Area Systems | Pr_25_30_75 : Safety Cages
|  |  | D8141 : Old peoples housing sheltered housing | Sp_84_90_36 : Hanger Spaces | Ss_40_35_75_79 : Shower Cubicle Systems | Pr_25_30_75_02 : Aluminium Ladder Safety Cages
|  |  | D8142 : Disabled peoples housing | Sp_84_90_79 : Spacecraft Cleaning Spaces | Ss_40_35_75_80 : Sink Systems | Pr_25_30_75_15 : Carbon Steel Ladder Safety Cages
|  |  | D8143 : Housing for mentally ill people | Sp_84_90_81 : Spacecraft Preparation Spaces | Ss_40_35_75_85 : Steam Bath Package Systems | Pr_25_30_75_80 : Stainless Steel Ladder Safety Cages
|  |  | D8144 : Caretakers wardens housing | Sp_84_90_82 : Spacecraft Repair Spaces | Ss_40_35_75_92 : Urinal Systems | Pr_25_30_85 : Stair And Ladder Units
|  |  | D8145 : Vicarages rectories etc. | Sp_84_90_83 : Spacecraft Storage Spaces | Ss_40_35_75_94 : Wash Basin Systems | Pr_25_30_85_02 : Access Ladders
|  |  | D815 : Housing by owner | Sp_85 : Process Engineering Spaces | Ss_40_35_75_96 : Wash Fountain Systems | Pr_25_30_85_03 : Aluminium Loft Ladders
|  |  | D8151 : Owner-occupied housing | Sp_90 : General Spaces | Ss_40_35_75_98 : Wash Trough Systems | Pr_25_30_85_11 : Cat Ladders
|  |  | D8152 : Owned by private landlord | Sp_90_10 : General Circulation Spaces | Ss_40_35_76 : Sanitary FfandE Systems | Pr_25_30_85_16 : Curved Internal Staircases
|  |  | D8153 : Council housing | Sp_90_90 : Unoccupied Voids | Ss_40_35_77 : Sauna FfandE Systems | Pr_25_30_85_22 : Drainage Access Chamber Ladders
|  |  | D8154 : Housing association housing | Sp_95 : Temporary Spaces | Ss_40_35_90 : Toilet Systems | Pr_25_30_85_24 : Drainage Access Chamber Steps
|  |  | D8155 : Speculative housing housing for unspecified owner |  | Ss_40_35_90_05 : Accessible Wc Package Systems | Pr_25_30_85_36 : Hardwood Loft Ladders
|  |  | D819 : Other domestic residential facilities |  | Ss_40_35_90_85 : Squatting Wc Systems | Pr_25_30_85_48 : Lift Pit Ladders
|  |  | D82 : Relaxation facilities living rooms |  | Ss_40_35_90_95 : Waterless Toilet Systems | Pr_25_30_85_64 : Pool Ladders
|  |  | D83 : Sleeping facilities bedrooms |  | Ss_40_35_90_96 : Wc And Wash Basin Combination Systems | Pr_25_30_85_65 : Pool Stepladders
|  |  | D85 : Communal residential facilities |  | Ss_40_35_90_97 : Wc Systems | Pr_25_30_85_73 : Roll-Up Ladders
|  |  | D852 : Hotels |  | Ss_40_35_90_98 : Wc Wash And Dry Combination Systems | Pr_25_30_85_79 : Sliding Ladders
|  |  | D853 : Motels |  | Ss_40_40 : Recreational FfandE Systems | Pr_25_30_85_84 : Spiral Internal Staircases
|  |  | D854 : Guesthouses |  | Ss_40_40_10 : Buildings In The Landscape- | Pr_25_30_85_86 : Straight Internal Staircases
|  |  | D855 : Hostels |  | Ss_40_40_20 : Casino FfandE Systems | Pr_25_30_85_90 : Travelling Ladders
|  |  | D8551 : Youth hostels |  | Ss_40_40_25 : Commercial Catering FfandE Systems | Pr_25_30_86 : Surface Level Traffic Control Products
|  |  | D8552 : Short stay housing |  | Ss_40_40_25_15 : Commercial Catering FfandE Systems | Pr_25_30_86_71 : Rising Bollard Vehicle Stops
|  |  | D856 : Halls of residence |  | Ss_40_40_30 : External Public Realm FfandE Systems | Pr_25_30_86_72 : Rising Kerbs
|  |  | D857 : Foyer buildings |  | Ss_40_40_30_20 : Custom-Made Street Furniture Systems | Pr_25_30_86_73 : Rising Ramp Vehicle Barriers
|  |  | D858 : Parts of communal residential facilities |  | Ss_40_40_30_25 : Domestic Outdoor Furniture Systems | Pr_25_30_86_74 : Rising Spike Vehicle Stops
|  |  | D8581 : Single hotel bedrooms |  | Ss_40_40_30_60 : Park And Public Space Outdoor Furniture Systems | Pr_25_30_86_83 : Speed Restriction Ramps
|  |  | D85811 : With en-suite facilities |  | Ss_40_40_30_85 : Street Furniture Systems | Pr_25_30_86_90 : Traffic Calming Speed Cushions
|  |  | D85812 : Without en-suite facilities |  | Ss_40_40_55 : Play FfandE Systems | Pr_25_30_86_94 : Vehicle Flow Plates
|  |  | D8582 : Double hotel bedrooms |  | Ss_40_40_55_10 : Climbing Equipment Systems | Pr_25_30_86_95 : Vehicle Stops
|  |  | D85821 : With en-suite facilities |  | Ss_40_40_55_15 : Combination Play Equipment Systems | Pr_25_30_90 : Treads And Landing Units
|  |  | D85822 : Without en-suite facilities |  | Ss_40_40_55_35 : Gymnastics And Exercising Equipment Systems | Pr_25_30_90_11 : Concrete Glazed Stair Treads
|  |  | D8583 : Suite of hotel rooms |  | Ss_40_40_55_70 : Rocking Equipment Systems | Pr_25_30_90_12 : Concrete Glazed Stair Landing Panels
|  |  | D8584 : Dormitories communal sleeping areas |  | Ss_40_40_55_73 : Runway Equipment Systems | Pr_25_30_90_13 : Concrete Helical Stair Flight Units
|  |  | D859 : Other communal residential facilities |  | Ss_40_40_55_75 : Sand And Water Play Equipment Systems | Pr_25_30_90_14 : Concrete Spiral Stair Flight Units
|  |  | D86 : Historical residential facilities |  | Ss_40_40_55_80 : Slide Equipment Systems | Pr_25_30_90_15 : Concrete Stair Flight And Landing Units
|  |  | D861 : Castles |  | Ss_40_40_55_83 : Spinning Equipment Systems | Pr_25_30_90_16 : Concrete Stair Flight Units
|  |  | D862 : Chateaux |  | Ss_40_40_55_85 : Swinging Equipment Systems | Pr_25_30_90_17 : Concrete Stair Landing Units
|  |  | D863 : Fortified houses |  | Ss_40_40_60 : Pool FfandE Systems | Pr_25_30_90_18 : Concrete Step Units
|  |  | D864 : Other historical houses |  | Ss_40_40_60_15 : Competitive Swimming Pool FfandE Systems | Pr_25_30_90_33 : Glass Stair Treads
|  |  | D868 : Parts of historical residential facilities |  | Ss_40_40_60_25 : Diving Pool FfandE Systems | Pr_25_30_90_36 : Hardwood Stair Treads
|  |  | D87 : Temporary mobile residential facilities |  | Ss_40_40_60_45 : Leisure Swimming Pool FfandE Systems | Pr_25_30_90_63 : Plastics Stair Treads
|  |  | D89 : Other residential facilities |  | Ss_40_40_65 : Public House FfandE Systems | Pr_25_30_90_81 : Softwood Stair Treads
|  |  | D9 : Other facilities |  | Ss_40_40_70 : Restaurant FfandE Systems | Pr_25_30_90_84 : Stone Stair Treads
|  |  | D91 : Circulation |  | Ss_40_40_75 : Sports FfandE Systems | Pr_25_30_90_85 : Stone Step Units
|  |  | D92 : Reception waiting facilities |  | Ss_40_40_75_05 : Basketball Court FfandE Systems | Pr_25_31 : Formless Skin Products
|  |  | D94 : Sanitary changing facilities |  | Ss_40_40_75_20 : Cycle Course FfandE Systems | Pr_25_31_28 : Expanding Foams
|  |  | D941 : Lavatories public conveniences |  | Ss_40_40_75_30 : Football Pitch FfandE Systems | Pr_25_31_28_41 : Intumescent Foam Fillers
|  |  | D942 : Bathrooms washing facilities |  | Ss_40_40_75_35 : Hockey Pitch FfandE Systems | Pr_25_31_28_63 : Phenolic Foam Insulation
|  |  | D943 : Saunas Turkish baths etc. |  | Ss_40_40_75_50 : Multi-Use Games Area FfandE Systems | Pr_25_31_28_65 : Polyisocyanurate (PIR) Foam Insulation
|  |  | D945 : Changing dressing facilities |  | Ss_40_40_75_55 : Netball Court FfandE Systems | Pr_25_31_28_66 : Polyurethane (PUR) Foam Fillers
|  |  | D95 : Cleaning maintenance facilities |  | Ss_40_40_75_75 : Rugby Pitch FfandE Systems | Pr_25_31_28_67 : Polyurethane (PUR) Foam Insulation
|  |  | D951 : Laundries |  | Ss_40_40_75_80 : Skate Park FfandE Systems | Pr_25_31_28_93 : Urea-Formaldehyde Foam (UFF) Insulation
|  |  | D96 : Storage facilities |  | Ss_40_40_75_88 : Tennis Court FfandE Systems | Pr_25_31_28_94 : Vermin- And Insect-Proof Expanding Foams
|  |  | D961 : General purpose storage facilities cloakrooms luggage rooms stock rooms waste storage facilities |  | Ss_40_40_75_90 : Trim Trail FfandE Systems | Pr_25_31_48 : Loose Insulation
|  |  | D962 : Domestic garages sheds etc. |  | Ss_40_40_75_95 : Volleyball Court FfandE Systems | Pr_25_31_48_12 : Cellulose Fibre Loose Insulation
|  |  | D963 : Liquid storage |  | Ss_40_40_80 : Stadium FfandE Systems | Pr_25_31_48_27 : Expanded Cork Loose Insulation
|  |  | D964 : Hot storage |  | Ss_40_40_90 : Theatre FfandE Systems | Pr_25_31_48_28 : Expanded Polystyrene (EPS) Bead Insulation
|  |  | D965 : Cold storage |  | Ss_40_40_95 : Wildlife, Eco Site And Nature Conservation FfandE Systems | Pr_25_31_48_61 : Perlite Loose Insulation
|  |  | D9651 : Refrigerated storage |  | Ss_40_45 : Residential FfandE Systems | Pr_25_31_48_71 : Recycled Paper Loose Insulation
|  |  | D9652 : Deep freeze storage |  | Ss_40_45_10 : Bedroom FfandE Systems | Pr_25_31_48_76 : Sea Grass Loose Insulation
|  |  | D966 : Secure storage |  | Ss_40_45_20 : Dining Room FfandE Systems | Pr_25_31_48_94 : Vermiculite Loose Insulation
|  |  | D97 : Plant control facilities |  | Ss_40_45_25 : External Residential FfandE Systems | Pr_25_57 : Non-Rigid Sheet, Mat And Strip Skin Products
|  |  | D971 : Plant rooms |  | Ss_40_45_50 : Living Room FfandE Systems | Pr_25_57_06 : Batt And Quilt Products
|  |  | D972 : Control rooms |  | Ss_40_45_70 : Residential Kitchen FfandE Systems | Pr_25_57_06_02 : Aerogel Blanket Insulation
|  |  | D973 : Services facilities |  | Ss_40_45_70_20 : Domestic Kitchen FfandE Systems | Pr_25_57_06_15 : Cotton Fibre Batt Insulation
|  |  | E : Construction entities |  | Ss_40_50 : Disposal FfandE Systems | Pr_25_57_06_28 : Felt Backing Insulation
|  |  | E0 : Construction complexes |  | Ss_40_55 : Piped Supply FfandE Systems | Pr_25_57_06_30 : Flexible Glass Wool Mat Insulation
|  |  | E1 : Pavements and landscaping |  | Ss_40_60 : Heating, Cooling And Refrigeration FfandE Systems | Pr_25_57_06_31 : Flexible Rock Wool Mat Insulation
|  |  | E11 : Pavements permanent ways |  | Ss_40_65 : Ventilation And Air Conditioning FfandE Systems | Pr_25_57_06_32 : Formed Recycled Paper Insulation
|  |  | E111 : Rigid pavements |  | Ss_40_70 : Electrical FfandE Systems | Pr_25_57_06_34 : Glass Fibre Insulation
|  |  | E112 : Rigid composite pavements |  | Ss_40_70_65 : Power Station FfandE Systems | Pr_25_57_06_37 : Hemp Fibre Insulation
|  |  | E113 : Flexible pavements |  | Ss_40_75 : Communications, Security, Safety And Protection FfandE Systems | Pr_25_57_06_47 : Lift Car Protective Quilts
|  |  | E114 : Flexible composite pavements |  | Ss_40_75_65 : Postal Sorting Office FfandE Systems | Pr_25_57_06_50 : Metal Mesh-Faced Mineral Wool Mattress Insulation
|  |  | E12 : Hard landscaping |  | Ss_40_80 : Rail FfandE Systems | Pr_25_57_06_51 : Mineral Wool Fire Insulation
|  |  | E13 : Soft landscaping |  | Ss_40_80_60 : Passenger Concourse FfandE Systems | Pr_25_57_06_52 : Mineral Wool Flexible Insulation
|  |  | E2 : Tunnels shafts cuttings |  | Ss_40_81 : Road FfandE Systems | Pr_25_57_06_53 : Mineral Wool Resilient Layer Sound Insulation
|  |  | E21 : Tunnels |  | Ss_40_81_33 : Garage FfandE Systems | Pr_25_57_06_54 : Mineral Wool Resilient Strip Sound Insulation
|  |  | E211 : Adits |  | Ss_40_81_60 : Parking FfandE Systems | Pr_25_57_06_55 : Multifoil Blanket Insulation
|  |  | E212 : Pilot tunnels |  | Ss_40_81_72 : Road FfandE Systems | Pr_25_57_06_76 : Sheep Wool Insulation
|  |  | E213 : Immersed tube tunnels |  | Ss_40_81_72_10 : Car Park Equipment Systems | Pr_25_57_06_97 : Wood Fibre Batt Insulation
|  |  | E214 : Headings |  | Ss_40_82 : Marine And Waterway FfandE Systems | Pr_25_57_21 : Damp-Proof Courses And Cavity Trays
|  |  | E22 : Shafts |  | Ss_40_82_95 : Waterside FfandE Systems | Pr_25_57_21_06 : Bitumen-Based Damp-Proof Courses And Cavity Trays
|  |  | E23 : Cuttings |  | Ss_40_83 : Cable Transport FfandE Systems | Pr_25_57_21_08 : Bitumen Polymer Damp-Proof Courses And Cavity Trays
|  |  | E3 : Embankments retaining walls etc. |  | Ss_40_84 : Aerospace FfandE Systems | Pr_25_57_21_12 : Cavity Closer And Damp-Proof Course Supports
|  |  | E31 : Embankments |  | Ss_40_85 : Process Engineering FfandE Systems | Pr_25_57_21_13 : Clay Brick Damp-Proof Courses
|  |  | E32 : Retaining and protecting walls |  | Ss_40_90 : General Finishing Systems | Pr_25_57_21_14 : Cold-Applied Roofing Membrane Adhesive Damp-Proof Course Joint Sealers
|  |  | E321 : Retaining walls |  | Ss_40_90_05 : Anodizing Systems | Pr_25_57_21_16 : Coping Or Capping Damp-Proof Courses
|  |  | E322 : Protecting walls |  | Ss_40_90_05_05 : Aluminium Anodic Coating Systems | Pr_25_57_21_18 : Copper Damp-Proof Courses And Cavity Trays
|  |  | E33 : Dams |  | Ss_40_90_35 : Hot Dip Galvanizing Systems | Pr_25_57_21_27 : Ethylene Propylene (EP) Damp-Proof Courses And Cavity Trays
|  |  | E331 : Embankment dams |  | Ss_40_90_40 : Intumescent Coating Systems | Pr_25_57_21_33 : Gas Resistant Preformed Cavity Trays
|  |  | E3311 : Earth dams |  | Ss_40_90_40_40 : Intumescent Casting Systems | Pr_25_57_21_34 : Gas Resistant Preformed Cavity Trays And Cloaks
|  |  | E3312 : Rock fill dams |  | Ss_40_90_40_42 : Intumescent Coating Systems | Pr_25_57_21_42 : Insertion Cavity Trays
|  |  | E3313 : Hydraulic fill dams |  | Ss_40_90_60 : Painting And Clear Finishing Systems | Pr_25_57_21_45 : Gas-Resistant Damp-Proof Courses
|  |  | E332 : Gravity dams |  | Ss_40_90_60_05 : Anti-Graffiti Coating Systems | Pr_25_57_21_46 : Granite Damp-Proof Courses
|  |  | E3321 : Gabion dams |  | Ss_40_90_60_20 : Decorative Varnish Or Lacquer Systems | Pr_25_57_21_48 : Lead Damp-Proof Courses And Cavity Trays
|  |  | E3322 : Crib dams |  | Ss_40_90_60_22 : Decorative Wood Stain Or Dye Systems | Pr_25_57_21_50 : Mastic Asphalt (MA) Damp-Proof Courses
|  |  | E333 : Gravity arch dams |  | Ss_40_90_60_55 : Multi-Colour Coating Systems | Pr_25_57_21_61 : Pitch Polymer Damp-Proof Courses And Cavity Trays
|  |  | E334 : Arch dams |  | Ss_40_90_60_60 : Oil Gilding Systems | Pr_25_57_21_63 : Polyethylene (PE) Damp-Proof Courses And Cavity Trays
|  |  | E335 : Buttress dams |  | Ss_40_90_60_65 : Plastic Texture Coating Systems | Pr_25_57_21_64 : Polypropylene (PP) Damp-Proof Courses And Cavity Trays
|  |  | E3351 : Arch buttress dams |  | Ss_40_90_60_80 : Solvent-Borne Paint Systems | Pr_25_57_21_65 : Preformed Cavity Trays
|  |  | E3352 : Flat slab buttress dams |  | Ss_40_90_60_85 : Special Coating Systems | Pr_25_57_21_66 : Preformed Cavity Trays And Cloaks
|  |  | E3353 : Solid head buttress dams |  | Ss_40_90_60_95 : Water-Borne Paint Systems | Pr_25_57_21_72 : Slate Damp-Proof Courses
|  |  | E4 : Tanks silos etc. |  | Ss_40_90_65 : Powder Coating Systems | Pr_25_57_51 : Membranes, Liners, Flexible Sheets And Fabrics
|  |  | E41 : Containers for gases |  | Ss_40_90_65_05 : Aluminium Powder Coating Systems | Pr_25_57_51_02 : Acrylonitrile Butadiene Styrene (ABS) Studded Membranes
|  |  | E42 : Tanks for liquids |  | Ss_40_90_65_85 : Steel Powder Coating Systems | Pr_25_57_51_07 : Bitumen Sheet Root Barriers
|  |  | E43 : Silos |  | Ss_40_90_75 : Services Painting Systems | Pr_25_57_51_09 : Building Papers
|  |  | E5 : Bridges viaducts |  | Ss_40_90_95 : Wood Preservative And Fire Retardant Treatment Systems | Pr_25_57_51_11 : Capillary Fleeces
|  |  | E51 : Bridges by material of construction |  | Ss_40_90_95_30 : Fire Retardant Treatment System | Pr_25_57_51_13 : Cellulose Fibre Breather Membranes
|  |  | E511 : Steel girder bridges |  | Ss_40_90_95_65 : Preservative Treatment System | Pr_25_57_51_34 : Glass Fibre Fleeces
|  |  | E5111 : Steel simple beam bridges |  | Ss_40_95 : Temporary Signage And FfandE Systems | Pr_25_57_51_35 : Glass-Reinforced Plastics (GRP) Sheet Liners
|  |  | E5112 : Steel lattice girder bridges |  | Ss_45 : Flora And Fauna Systems | Pr_25_57_51_36 : High-Density Polyethylene (PE-HD) Studded Sheets
|  |  | E5113 : Steel truss bridges |  | Ss_45_05 : Ecosystems | Pr_25_57_51_37 : High-Density Polyethylene (PE-HD) Vapour Barriers
|  |  | E5114 : Steel box girder bridges |  | Ss_45_10 : Flora And Fauna Control Systems | Pr_25_57_51_48 : Low-Density Polyethylene (PE-LD) Vapour Barriers
|  |  | E512 : Concrete girder bridges |  | Ss_45_10_10 : Bird And Vermin Control Systems | Pr_25_57_51_62 : Polyester (PET) Fibre Fleeces
|  |  | E5121 : Post-tensioned concrete girder bridges |  | Ss_45_10_10_10 : Bird Control Systems | Pr_25_57_51_63 : Polyethylene (PE) Breather Membranes
|  |  | E5122 : Pre-tensioned concrete girder bridges |  | Ss_45_10_10_40 : Insect Control Systems | Pr_25_57_51_64 : Polyethylene (PE) Composite Gas-Retardant Sheets
|  |  | E5123 : Concrete girder bridges with no pre-stressing |  | Ss_45_10_10_72 : Rodent Control Systems | Pr_25_57_51_65 : Polyethylene (PE) Sheet Root Barriers
|  |  | E513 : Wooden bridges |  | Ss_45_10_40 : Invasive Microbial And Invertebrate Control Systems | Pr_25_57_51_66 : Polyolefin (PO) Breather Membranes
|  |  | E514 : Masonry bridges |  | Ss_45_10_40_40 : Invertebrate Control Systems | Pr_25_57_51_67 : Polypropylene (PP) Breather Membranes
|  |  | E518 : Composite bridges |  | Ss_45_10_40_50 : Microbial Control Systems | Pr_25_57_51_68 : Polypropylene (PP) Studded Sheets
|  |  | E519 : Other |  | Ss_45_30 : Aquatic Flora Systems | Pr_25_57_51_70 : Reinforced Bitumen Membrane Slip Planes
|  |  | E52 : Simple span bridges |  | Ss_45_30_05 : Aquatic And Marginal Planting Systems | Pr_25_57_51_72 : Reinforced Bitumen Membrane Vapour Control Layers
|  |  | E53 : Cantilever bridges |  | Ss_45_30_05_05 : Aquatic Planting Systems | Pr_25_57_51_77 : Sheathing Felts
|  |  | E54 : Cable stayed bridges |  | Ss_45_30_05_50 : Marginal Planting Systems | Pr_25_57_56 : Netting And Non-Reinforcement Mesh
|  |  | E55 : Suspension bridges |  | Ss_45_30_05_70 : Reedbed Planting Systems | Pr_25_57_56_07 : Bird Deterrent Nets
|  |  | E56 : Arch bridges |  | Ss_45_30_40 : Hydroponic Planting Systems | Pr_25_57_56_14 : Cleft Chestnut Palisade Rolls
|  |  | E561 : Masonry arch bridges |  | Ss_45_35 : Ground-Based Flora Systems | Pr_25_57_56_15 : Continuous Chain Link Metal Mesh
|  |  | E562 : Concrete arch bridges |  | Ss_45_35_05 : Amenity And Ornamental Planting Systems | Pr_25_57_56_16 : Coarse Woven Plastics Mesh
|  |  | E563 : Steel arch bridges |  | Ss_45_35_05_08 : Bed-Planted Annual, Perennial And Bulb Systems | Pr_25_57_56_27 : Expanded Metal Mesh
|  |  | E57 : Movable bridges |  | Ss_45_35_05_35 : Grass-Planted Bulb And Wildflower Systems | Pr_25_57_56_28 : Extruded Plastics Mesh
|  |  | E571 : Drawbridges |  | Ss_45_35_05_62 : Pit-Planted Climber Systems | Pr_25_57_56_29 : Fine Woven Plastics Mesh
|  |  | E572 : Bascules |  | Ss_45_35_05_64 : Pit-Planted Perennial Systems | Pr_25_57_56_34 : Glass Fibre Mesh
|  |  | E573 : Vertical lift bridges |  | Ss_45_35_05_66 : Pit-Planted Semi-Mature Tree Systems | Pr_25_57_56_52 : Metallic Nets
|  |  | E574 : Swing bridges |  | Ss_45_35_05_67 : Pit-Planted Small Tree And Shrub Systems | Pr_25_57_56_56 : Natural Nets
|  |  | E575 : Retractable bridges |  | Ss_45_35_08 : Biodiversity And Environmental Conservation Systems | Pr_25_57_56_61 : Perforated Metal Mesh
|  |  | E576 : Floating bridges |  | Ss_45_35_08_35 : Habitat Creation Systems | Pr_25_57_56_64 : Plastics Nets
|  |  | E577 : Transporter bridges |  | Ss_45_35_08_37 : Habitat Management And Enhancement Systems | Pr_25_57_56_85 : Spun-Bonded Plastics Mesh
|  |  | E58 : Bridges by what carried |  | Ss_45_35_08_38 : Habitat Protection Systems | Pr_25_57_56_95 : Welded Metal Mesh
|  |  | E581 : Foot bridges |  | Ss_45_35_08_85 : Species Protection Systems | Pr_25_57_56_96 : Wire Netting
|  |  | E582 : Bridges carrying buildings |  | Ss_45_35_30 : Forestry, Biomass, Hedging And Roadside Planting Systems | Pr_25_57_56_97 : Woven Metal Mesh
|  |  | E583 : Bridges carrying pipes or cables |  | Ss_45_35_30_40 : Hydraulic Seeded Tree And Shrub Systems | Pr_25_57_81 : Sports Netting
|  |  | E59 : Bridges by geometry and scale other types of bridges |  | Ss_45_35_30_55 : Notch-Planted Tree And Shrub Systems | Pr_25_57_81_04 : Archery Nets
|  |  | E591 : Skew bridges |  | Ss_45_35_30_62 : Pit-Planted Tree And Shrub Systems | Pr_25_57_81_06 : Badminton Nets
|  |  | E592 : Curved bridges |  | Ss_45_35_30_72 : Ridge And Furrow-Planted Tree And Shrub Systems | Pr_25_57_81_14 : Climbing Nets
|  |  | E593 : Large span bridges |  | Ss_45_35_30_75 : Seeded Tree And Shrub Systems | Pr_25_57_81_24 : Driving Range Nets
|  |  | E594 : Multi-span bridges |  | Ss_45_35_30_90 : Trench-Planted Tree And Shrub Systems | Pr_25_57_81_31 : Football Nets
|  |  | E595 : Through-girder bridges |  | Ss_45_35_45 : Lawn And Meadow Planting Systems | Pr_25_57_81_34 : Golf Course Nets
|  |  | E599 : Other types of bridges |  | Ss_45_35_45_05 : Amenity Grass Maintenance Systems | Pr_25_57_81_85 : Stadium Nets
|  |  | E6 : Towers superstructures (excluding building |  | Ss_45_35_45_33 : Grass And Wildflower Seeding Systems | Pr_25_57_81_87 : Tennis Nets
|  |  | E61 : Towers |  | Ss_45_35_45_35 : Grass Seeding Systems | Pr_25_57_81_95 : Volleyball Nets
|  |  | E62 : Gantries |  | Ss_45_35_45_40 : Hydraulic Seeding Systems | Pr_25_71 : Rigid Board, Panel And Sheet Products
|  |  | E63 : Chimneys (free standing) |  | Ss_45_35_45_62 : Plastics Paving And Turf Systems | Pr_25_71_14 : Cladding And Lining Panels
|  |  | E64 : Cooling towers |  | Ss_45_35_45_65 : Pre-Seeded Mat Systems | Pr_25_71_14_01 : Aggregate-Faced Glass Reinforced Plastics (GRP) Panels
|  |  | E65 : Lattice towers pylons |  | Ss_45_35_45_70 : Reinforced Grass Planting Systems | Pr_25_71_14_02 : Aluminium Cassette Panels
|  |  | E66 : Masts |  | Ss_45_35_45_90 : Turf Planting Systems | Pr_25_71_14_05 : Aluminium Composite Material (ACM) Panels
|  |  | E7 : Pipelines ducts cables and channels |  | Ss_45_35_95 : Vegetation Control Systems | Pr_25_71_14_06 : Aluminium Infill Panels
|  |  | E71 : Pipelines |  | Ss_45_35_95_80 : Site Vegetation Control System | Pr_25_71_14_11 : Carbon Steel Composite External Panels
|  |  | E72 : Cables power lines |  | Ss_45_35_95_82 : Selective Vegetation Control System | Pr_25_71_14_12 : Carbon Steel Composite Internal Panels
|  |  | E73 : Ducts |  | Ss_45_35_95_95 : Waterborne Vegetation Control System | Pr_25_71_14_13 : Carbon Steel Composite Panels
|  |  | E731 : Duct networks |  | Ss_45_40 : Artificially Supported Flora Systems | Pr_25_71_14_14 : Carbon Steel Infill Panels
|  |  | E732 : Jointing chambers |  | Ss_45_40_28 : External Container Planting Systems | Pr_25_71_14_15 : Ceramic Panels
|  |  | E733 : Cable tunnels |  | Ss_45_40_28_32 : Ground Level External Container Planting Systems | Pr_25_71_14_16 : Column Casings
|  |  | E734 : Cable ways |  | Ss_45_40_28_35 : Hanging External Container Planting Systems | Pr_25_71_14_17 : Composite External Metal Panels
|  |  | E74 : Manholes chambers |  | Ss_45_40_28_85 : Sub-Ground Level External Container Planting Systems | Pr_25_71_14_18 : Composite Internal Metal Panels
|  |  | E75 : Channels trenches ditches etc. |  | Ss_45_40_35 : Green Roof Systems | Pr_25_71_14_19 : Composite Stone Panels
|  |  | E8 : Buildings |  | Ss_45_40_35_28 : Extensive Green Roof Systems | Pr_25_71_14_20 : Compressed Rock Fibre Panels
|  |  | E81 : Buildings defined by height and number of storeys |  | Ss_45_40_35_40 : Intensive Green Roof Systems | Pr_25_71_14_30 : Fibre Cement Panels
|  |  | E811 : Single storey buildings |  | Ss_45_40_35_75 : Simple Intensive Green Roof Systems | Pr_25_71_14_31 : Fireproof Casings
|  |  | E812 : Two storey buildings |  | Ss_45_40_40 : Internal Container Planting Systems | Pr_25_71_14_34 : Glass Reinforced Plastics (GRP) Panels
|  |  | E813 : Three storey buildings |  | Ss_45_40_40_32 : Ground Level Internal Container Planting Systems | Pr_25_71_14_56 : Natural Stone Panels
|  |  | E819 : Tall buildings skyscrapers |  | Ss_45_40_40_35 : Hanging Internal Container Planting Systems | Pr_25_71_14_62 : Plastics Sheet Wall Claddings
|  |  | E82 : Buildings defined by relationship with adjacent buildings |  | Ss_45_40_95 : Vertical Planting Systems | Pr_25_71_14_65 : Pre-Weathered Zinc Cassette Panels
|  |  | E821 : Detached buildings |  | Ss_45_40_95_08 : Biofiltration Vertical Planting Systems | Pr_25_71_14_82 : Stainless Steel Cassette Panels
|  |  | E822 : Semi-detached buildings |  | Ss_45_40_95_52 : Membranous Vertical Planting Systems | Pr_25_71_14_83 : Stainless Steel Composite External Panels
|  |  | E823 : Linked and lean-to buildings |  | Ss_45_40_95_54 : Modular Unit Vertical Planting Systems | Pr_25_71_14_84 : Stainless Steel Composite Internal Panels
|  |  | E824 : Terraces and parades |  | Ss_45_50 : Artificial Flora Systems | Pr_25_71_14_85 : Stainless Steel Composite Panels
|  |  | E825 : Infill buildings |  | Ss_45_50_05 : Artificial Planting Systems | Pr_25_71_14_86 : Stainless Steel Infill Panels
|  |  | E826 : Buildings constructed over something air rights buildings |  | Ss_45_50_05_40 : Internal Artificial Planting Systems | Pr_25_71_14_88 : Terracotta Panels
|  |  | E83 : Buildings defined by special form of construction |  | Ss_45_60 : Avian Fauna Systems | Pr_25_71_14_98 : Wood Fibre-Reinforced Thermosetting Resin External Panels
|  |  | E831 : Structures with cable tensioned fabric roofs |  | Ss_45_65 : Insectile Fauna Systems | Pr_25_71_29 : Falsework And Formwork
|  |  | E832 : Buildings with retractable roofs |  | Ss_45_70 : Mammalian Fauna Systems | Pr_25_71_29_04 : Architectural Finish Permanent Formwork Linings
|  |  | E833 : Long-span large volume buildings supersheds |  | Ss_45_70_05 : Animal Conservation Systems | Pr_25_71_29_11 : Carbon Steel Permanent Joint Formers
|  |  | E834 : System-built buildings volumetric buildings |  | Ss_45_70_05_82 : Species Introduction Systems | Pr_25_71_29_14 : Collapsible Board Substructure Formwork
|  |  | E835 : Timber framed buildings and other structures |  | Ss_45_70_05_85 : Species Protection Systems | Pr_25_71_29_15 : Collapsible Board Substructure Formwork
|  |  | E84 : Intelligent buildings |  | Ss_45_75 : Piscine Fauna Systems | Pr_25_71_29_16 : Compressible Board Substructure Formwork
|  |  | E85 : Mobile demountable temporary floating buildings |  | Ss_45_80 : Reptilian Fauna Systems | Pr_25_71_29_17 : Concrete Permanent Side Forms
|  |  | E851 : Mobile buildings |  | Ss_45_85 : Artificial Fauna Systems | Pr_25_71_29_28 : Expanded Carbon Steel Mesh Formwork
|  |  | E852 : Demountable buildings |  | Ss_45_95 : Temporary Flora And Fauna Systems | Pr_25_71_29_37 : High Density Expanded Polystyrene (HDPS) Ventilated Substructure Formwork
|  |  | E853 : Temporary buildings |  | Ss_50 : Disposal Systems | Pr_25_71_29_62 : Permanent Insulation Formwork (PIF)
|  |  | E854 : Floating buildings |  | Ss_50_10 : Gas Waste Collection And Distribution Systems | Pr_25_71_29_64 : Permanent Timber Formwork
|  |  | E86 : Underground buildings and other structures |  | Ss_50_10_45 : Landfill Gas Collection And Distribution Systems | Pr_25_71_29_72 : Ribbed Carbon Steel Mesh Formwork
|  |  | E89 : Other types of buildings |  | Ss_50_10_95 : Waste Gas Collection And Distribution Systems | Pr_25_71_29_86 : Suspended In Situ Concrete Construction Permanent Insulation Formwork (PIF)
|  |  | unknown |  | Ss_50_20 : Non-Aqueous Liquid Waste Collection And Distribution Systems | Pr_25_71_33 : Glass And Glazing Sheets And Profiles
[5 empty] | Ss_50_20_45 : Landfill Liquid Collection And Distribution Systems | Pr_25_71_33_02 : Annealed Glass Sheets
[5 empty] | Ss_50_20_90 : Waste Liquid Fuel Collection And Distribution Systems | Pr_25_71_33_16 : Corrugated Wired Glass Sheets
[5 empty] | Ss_50_20_95 : Waste Process Liquid Collection And Distribution Systems | Pr_25_71_33_33 : Glass Beams
[5 empty] | Ss_50_30 : Water Waste (drainage) Collection And Distribution Systems | Pr_25_71_33_34 : Glass Fins
[5 empty] | Ss_50_30_02 : Above-Ground Rainwater Drainage Systems | Pr_25_71_33_37 : Heat Strengthened Glass Sheets
[5 empty] | Ss_50_30_02_28 : External Gravity Rainwater Drainage Systems | Pr_25_71_33_42 : Insulated Glass Units (IGUs)
[5 empty] | Ss_50_30_02_40 : Internal Gravity Rainwater Drainage Systems | Pr_25_71_33_46 : Laminated Glass Sheets
[5 empty] | Ss_50_30_02_65 : Pressure-Assisted Full Bore Rainwater Drainage Systems | Pr_25_71_33_47 : Lead And X-Ray Glass Sheets
[5 empty] | Ss_50_30_02_80 : Siphonic Full Bore Rainwater Drainage Systems | Pr_25_71_33_65 : Polycarbonate Glazing Sheets
[5 empty] | Ss_50_30_04 : Above-Ground Waste Water Drainage Systems | Pr_25_71_33_77 : Sealed Insulated Glass Units
[5 empty] | Ss_50_30_04_05 : Basement Waste Water Drainage Systems | Pr_25_71_33_84 : Stained Glass Sheets
[5 empty] | Ss_50_30_04_15 : Commercial Catering Waste Water Drainage Systems | Pr_25_71_33_88 : Thermally Toughened Glass Sheets
[5 empty] | Ss_50_30_04_95 : Waste Water External Stack Above-Ground Drainage Systems | Pr_25_71_33_92 : U-Profiled Glass Channels
[5 empty] | Ss_50_30_04_97 : Waste Water Internal Stack Above-Ground Drainage Systems | Pr_25_71_33_97 : Wired Glass Sheets
[5 empty] | Ss_50_30_06 : Below-Ground Drainage Inspection Systems | Pr_25_71_42 : Infill Panels
[5 empty] | Ss_50_30_06_06 : Brick Manhole Systems | Pr_25_71_42_12 : Cement-Bonded Wood-Wool Infill Panels
[5 empty] | Ss_50_30_06_08 : Brick Shallow Inspection Chamber Systems | Pr_25_71_42_52 : Metal Tray Infill Panels
[5 empty] | Ss_50_30_06_10 : Brick Shallow Silt Trap And Flow Control Chamber Systems | Pr_25_71_42_54 : Mineral Fibre Infill Panels
[5 empty] | Ss_50_30_06_12 : Concrete Deep Manhole Systems | Pr_25_71_42_59 : Open-Cell Infill Panels
[5 empty] | Ss_50_30_06_14 : Concrete Manhole Systems | Pr_25_71_42_60 : Panel Diffuser Infill Panels
[5 empty] | Ss_50_30_06_16 : Concrete Shallow Inspection Chamber Systems | Pr_25_71_42_63 : Plastics-Faced Gypsum Plasterboard Infill Panels
[5 empty] | Ss_50_30_06_18 : Concrete Silt Trap And Flow Control Chamber Systems | Pr_25_71_42_70 : Raised Access Floor Panels
[5 empty] | Ss_50_30_06_62 : Plastics Deep Non-Entry Inspection Chamber Systems | Pr_25_71_42_71 : Resin-Bonded Mineral Wool Infill Panels
[5 empty] | Ss_50_30_06_64 : Plastics Distribution And Sampling Chamber Systems | Pr_25_71_42_73 : Rigid Urethane Foam Infill Panels
[5 empty] | Ss_50_30_06_66 : Plastics Shallow Inspection Chamber Systems | Pr_25_71_42_94 : Veneered Wood-Composite Infill Panels
[5 empty] | Ss_50_30_08 : Below-Ground Gravity Drainage Systems | Pr_25_71_43 : Interior Linings
[5 empty] | Ss_50_30_08_15 : Combined Below-Ground Drainage Pipeline Systems | Pr_25_71_43_33 : Glass-Reinforced Plastics (GRP) Ceilings
[5 empty] | Ss_50_30_08_30 : Foul Waste Water Below-Ground Drainage Pipeline Systems | Pr_25_71_43_34 : Glass-Reinforced Plastics (GRP) Linings
[5 empty] | Ss_50_30_08_85 : Surface Water Below-Ground Drainage Pipeline Systems | Pr_25_71_43_62 : Plastics Linings
[5 empty] | Ss_50_30_10 : Below-Ground Pumped Drainage Systems | Pr_25_71_43_64 : Polyester Resin Interiors
[5 empty] | Ss_50_30_10_06 : Below-Ground Private Packaged Pumping Station And Pressure Pipeline Drainage Systems | Pr_25_71_43_65 : Polypropylene (PP) Shells
[5 empty] | Ss_50_30_45 : Land Drainage Systems | Pr_25_71_44 : Joint Fillers
[5 empty] | Ss_50_30_45_08 : Blanket Drain Land Drainage Systems | Pr_25_71_44_06 : Bitumen-Impregnated Softboard Joint Fillers
[5 empty] | Ss_50_30_45_20 : Culvert Land Drainage Systems | Pr_25_71_44_15 : Cork Board Joint Fillers
[5 empty] | Ss_50_30_45_30 : Filter Drain Land Drainage Systems | Pr_25_71_44_28 : Extruded Polyethylene (PE) Foam Joint Fillers
[5 empty] | Ss_50_30_45_32 : Fin Drain Piped Land Drainage Systems | Pr_25_71_44_53 : Mineral Fibre Joint Fillers
[5 empty] | Ss_50_30_45_53 : Mole Or Subsoiling Drain Land Drainage Systems | Pr_25_71_50 : Metal Panels
[5 empty] | Ss_50_30_45_55 : Narrow Slot Fin Drain Land Drainage Systems | Pr_25_71_50_01 : Aluminium Framed Expanded Mesh Panels
[5 empty] | Ss_50_30_45_75 : Slitting Or Grooving Land Drainage Systems | Pr_25_71_50_03 : Aluminium Framed Sheet Panels
[5 empty] | Ss_50_30_45_85 : Subsoil Drainage Pipe Drain Systems | Pr_25_71_50_05 : Aluminium Framed Vertical Bar Panels
[5 empty] | Ss_50_30_45_90 : Trenchless Drain Land Drainage Systems | Pr_25_71_50_11 : Carbon Steel Framed Expanded Mesh Panels
[5 empty] | Ss_50_30_65 : Pressure Relief Drainage Systems | Pr_25_71_50_12 : Carbon Steel Framed Sheet Panels
[5 empty] | Ss_50_30_65_08 : Blanket Drain Pressure Relief Systems | Pr_25_71_50_13 : Carbon Steel Framed Vertical Bar And Rail Panels
[5 empty] | Ss_50_30_65_30 : Filter Drain Pressure Relief Systems | Pr_25_71_50_14 : Carbon Steel Framed Vertical Bar Panels
[5 empty] | Ss_50_30_65_35 : Geocomposite Sheet Fin Drain Pressure Relief Systems | Pr_25_71_50_15 : Carbon Steel Framed Vertical Section Panels
[5 empty] | Ss_50_30_80 : Storm Water Gravity Drainage Systems | Pr_25_71_50_16 : Carbon Steel Framed Welded Mesh Panels
[5 empty] | Ss_50_30_82 : Surface And Waste Water Gravity Drainage Systems | Pr_25_71_50_17 : Carbon Steel Palisade Fence Panels
[5 empty] | Ss_50_30_85 : Surface And Waste Water Pumped Drainage Systems | Pr_25_71_50_18 : Carbon Steel Vertical Section And Rail Panels
[5 empty] | Ss_50_40 : Solid Waste Collection And Distribution Systems | Pr_25_71_50_19 : Carbon Steel Welded Hurdles
[5 empty] | Ss_50_50 : Gas Waste Storage, Treatment And Disposal Systems | Pr_25_71_50_20 : Cast Iron Vertical Bar And Rail Panels
[5 empty] | Ss_50_50_45 : Landfill Gas Disposal Systems | Pr_25_71_50_21 : Composite Fence Panels
[5 empty] | Ss_50_50_95 : Waste Gas Treatment And Disposal Systems | Pr_25_71_50_81 : Stainless Steel Framed Expanded Mesh Panels
[5 empty] | Ss_50_60 : Non-Aqueous Liquid Waste Storage, Treatment And Disposal Systems | Pr_25_71_50_82 : Stainless Steel Framed Sheet Panels
[5 empty] | Ss_50_60_45 : Landfill Liquid Disposal Systems | Pr_25_71_50_83 : Stainless Steel Framed Vertical Bar Panels
[5 empty] | Ss_50_60_90 : Waste Liquid Fuel Storage And Treatment Systems | Pr_25_71_50_84 : Stainless Steel Vertical Bar And Rail Panels
[5 empty] | Ss_50_60_95 : Waste Process Liquid Storage And Treatment Systems | Pr_25_71_50_85 : Stainless Steel Welded Mesh Panels
[5 empty] | Ss_50_70 : Water Waste (drainage) Storage, Treatment And Disposal Systems | Pr_25_71_50_86 : Stainless Steel Welded Hurdles
[5 empty] | Ss_50_70_05 : Below-Ground Private Drainage Disposal Systems | Pr_25_71_50_96 : Wrought Iron Decorative Framed Panels
[5 empty] | Ss_50_70_05_20 : Domestic Waste Water Below-Ground Drainage Field Systems | Pr_25_71_50_97 : Wrought Iron Framed Vertical Bar Panels
[5 empty] | Ss_50_70_05_22 : Domestic Waste Water Below-Ground Drainage Packaged Grease Trap Systems | Pr_25_71_50_98 : Wrought Iron Vertical Bar And Rail Panels
[5 empty] | Ss_50_70_05_23 : Domestic Waste Water Below-Ground Drainage Private Packaged Septic Tank Systems | Pr_25_71_51 : Metal Sheets And Strips
[5 empty] | Ss_50_70_05_24 : Domestic Waste Water Below-Ground Drainage Private Packaged Sewage Treatment Systems | Pr_25_71_51_01 : Aluminium Sheets, Strips And Plates
[5 empty] | Ss_50_70_05_25 : Domestic Waste Water Below-Ground Drainage Private Packaged Storage Tank Systems (cesspools) | Pr_25_71_51_02 : Aluminium Long Strips
[5 empty] | Ss_50_70_05_79 : Surface Water Below-Ground Drainage Concrete Soakaway Systems | Pr_25_71_51_03 : Aluminium Profiled Sheets
[5 empty] | Ss_50_70_05_80 : Surface Water Below-Ground Drainage Granular Fill Soakaway Systems | Pr_25_71_51_04 : Aluminium Profiled Sheet Decking
[5 empty] | Ss_50_70_05_81 : Surface Water Below-Ground Drainage Modular Plastics Attenuation Or Storage Tank Systems | Pr_25_71_51_05 : Aluminium Sheets
[5 empty] | Ss_50_70_05_82 : Surface Water Below-Ground Drainage Modular Plastics Soakaway Systems | Pr_25_71_51_11 : Carbon Steel Linings
[5 empty] | Ss_50_70_05_83 : Surface Water Below-Ground Drainage Packaged Oil And Petrol Interceptor Systems | Pr_25_71_51_12 : Carbon Steel Pressed Panels
[5 empty] | Ss_50_70_05_84 : Surface Water Below-Ground Drainage Packaged Silt Trap Systems | Pr_25_71_51_13 : Carbon Steel Profiled Sheets
[5 empty] | Ss_50_70_05_85 : Surface Water Below-Ground Drainage Rigid Attenuation Or Storage Tank Systems | Pr_25_71_51_14 : Carbon Steel Sheet Walkway Reinforcement
[5 empty] | Ss_50_70_05_86 : Surface Water Below-Ground Drainage Wet Well Systems | Pr_25_71_51_15 : Carbon Steel Sheets
[5 empty] | Ss_50_70_05_95 : Waste Water Below-Ground Drainage Outfall Systems | Pr_25_71_51_16 : Copper Long Strips
[5 empty] | Ss_50_70_83 : Surface Water Tank Systems | Pr_25_71_51_17 : Copper Sheets
[5 empty] | Ss_50_70_85 : Sustainable Drainage Systems (SuDS) | Pr_25_71_51_38 : Hollow-Core Metal Sheets
[5 empty] | Ss_50_70_85_85 : Sustainable Drainage Systems | Pr_25_71_51_46 : Lead Machine Cast Sheets
[5 empty] | Ss_50_70_95 : Waste Water Lagoon Systems | Pr_25_71_51_47 : Lead Rolled Sheets
[5 empty] | Ss_50_70_96 : Waste Water Outfall Systems | Pr_25_71_51_52 : Metal Profiled Sheets
[5 empty] | Ss_50_70_97 : Waste Water Tank Systems | Pr_25_71_51_83 : Stainless Steel Sheets, Strips And Plates
[5 empty] | Ss_50_80 : Solid Waste Storage, Treatment And Disposal Systems | Pr_25_71_51_84 : Stainless Steel Long Strips And Sheets
[5 empty] | Ss_50_80_40 : Incinerator Systems | Pr_25_71_51_85 : Stainless Steel Profiled Sheets
[5 empty] | Ss_50_80_80 : Solid Waste Compacting Systems | Pr_25_71_51_86 : Stainless Steel Sheets
[5 empty] | Ss_50_80_82 : Solid Waste Sorting Systems | Pr_25_71_51_98 : Zinc Sheets
[5 empty] | Ss_50_95 : Temporary Disposal Systems | Pr_25_71_51_99 : Zinc Strips
[5 empty] | Ss_55 : Piped Supply Systems | Pr_25_71_52 : Mineral-Based Boards And Sheets
[5 empty] | Ss_55_05 : Gas Extraction, Treatment And Storage Systems | Pr_25_71_52_11 : Carbon-Neutral Gypsum Plasterboards
[5 empty] | Ss_55_05_75 : Gas Storage Tank Systems | Pr_25_71_52_12 : Carbon Steel-Faced Plasterboard Panels
[5 empty] | Ss_55_05_85 : Gas Treatment Systems | Pr_25_71_52_13 : Cellular Glass Insulation Boards
[5 empty] | Ss_55_05_95 : Gas Well Systems | Pr_25_71_52_15 : Compressed Mineral Wool Fire Protection Boards
[5 empty] | Ss_55_10 : Liquid Fuel Extraction, Treatment And Storage Systems | Pr_25_71_52_16 : Compressed Mineral Wool Slab Insulation
[5 empty] | Ss_55_10_75 : Liquid Fuel Storage Tank Systems | Pr_25_71_52_17 : Compressed Vermiculite Fire Protection Boards
[5 empty] | Ss_55_10_85 : Liquid Fuel Treatment Systems | Pr_25_71_52_21 : Enhanced-Strength Gypsum Plasterboards
[5 empty] | Ss_55_10_95 : Liquid Fuel Well Systems | Pr_25_71_52_22 : Expanded Perlite Boards
[5 empty] | Ss_55_15 : Water Extraction, Treatment And Storage Systems | Pr_25_71_52_23 : Fibre-Reinforced Calcium Silicate Boards
[5 empty] | Ss_55_15_70 : Water Reservoir Systems | Pr_25_71_52_24 : Fibre-Reinforced Calcium Silicate Fire Protection Boards
[5 empty] | Ss_55_15_75 : Water Storage Tank Systems | Pr_25_71_52_25 : Fibre-Reinforced Cement Boards
[5 empty] | Ss_55_15_85 : Water Treatment Systems | Pr_25_71_52_26 : Fibre-Reinforced Cement Profiled Sheets
[5 empty] | Ss_55_15_95 : Water Well Systems | Pr_25_71_52_27 : Fibre-Reinforced Cement Sheets
[5 empty] | Ss_55_20 : Gas Distribution And Supply Systems | Pr_25_71_52_28 : Fibre-Reinforced Cement Weatherboards
[5 empty] | Ss_55_20_15 : Compressed Air Supply Systems | Pr_25_71_52_29 : Fibre-Reinforced Gypsum Boards
[5 empty] | Ss_55_20_15_42 : Industrial Compressed Air Supply Systems | Pr_25_71_52_30 : Fibre-Reinforced Gypsum Floor Boards
[5 empty] | Ss_55_20_15_46 : Laboratory Compressed Air Supply Systems | Pr_25_71_52_31 : Fibre-Reinforced Magnesium Silicate Boards
[5 empty] | Ss_55_20_15_51 : Medical Compressed Air Supply Systems | Pr_25_71_52_32 : Filled Fibre-Reinforced Calcium Silicate Fire Protection Boards
[5 empty] | Ss_55_20_33 : Gas Distribution Network Systems | Pr_25_71_52_33 : Fire-Resistant Gypsum Plasterboards
[5 empty] | Ss_55_20_33_56 : Natural Gas Distribution Network Systems | Pr_25_71_52_34 : Gypsum Baseboards
[5 empty] | Ss_55_20_34 : Gas Supply Systems | Pr_25_71_52_35 : Gypsum Core Boards
[5 empty] | Ss_55_20_34_05 : Biogas Supply Systems | Pr_25_71_52_36 : Gypsum Planks
[5 empty] | Ss_55_20_34_46 : Liquefied Petroleum Gas (LPG) Supply Systems | Pr_25_71_52_37 : Gypsum Plasterboards
[5 empty] | Ss_55_20_34_57 : Natural Gas Supply Systems | Pr_25_71_52_39 : Gypsum Sheathing Plasterboards
[5 empty] | Ss_55_20_40 : Inert Gas Supply Systems | Pr_25_71_52_41 : Impact-Resistant Gypsum Plasterboards
[5 empty] | Ss_55_20_45 : Laboratory Gas Supply Systems | Pr_25_71_52_47 : Linoleum Composite Laminate Strips And Boards
[5 empty] | Ss_55_20_45_05 : Laboratory Argon Supply Systems | Pr_25_71_52_52 : Moisture-Resistant Gypsum Plasterboards
[5 empty] | Ss_55_20_45_36 : Laboratory Helium Supply Systems | Pr_25_71_52_63 : Plasterboard Panels
[5 empty] | Ss_55_20_45_39 : Laboratory Hydrogen Supply Systems | Pr_25_71_52_80 : Sound Insulation Gypsum Plasterboards
[5 empty] | Ss_55_20_45_56 : Laboratory Nitrogen Supply Systems | Pr_25_71_52_88 : Thermal Laminate Gypsum Plasterboards
[5 empty] | Ss_55_20_45_59 : Laboratory Oxygen Supply Systems | Pr_25_71_52_94 : Vapour Check Gypsum Plasterboards
[5 empty] | Ss_55_20_51_03 : Medical Anaesthetic Gas Scavenging Systems | Pr_25_71_52_95 : Vermiculite-Silicate Fire Protection Boards
[5 empty] | Ss_55_20_51_27 : Medical Entonox Supply Systems | Pr_25_71_52_99 : X-Ray Resistant Gypsum Plasterboards
[5 empty] | Ss_55_20_51_56 : Medical Nitrous Oxide Supply Systems | Pr_25_71_53 : Mirrors
[5 empty] | Ss_55_20_51_57 : Medical Nitrous Oxide/Oxygen Mixture Supply Systems | Pr_25_71_53_30 : Framed Glass Mirrors
[5 empty] | Ss_55_20_51_59 : Medical Oxygen Supply Systems | Pr_25_71_53_31 : Framed Metal Mirrors
[5 empty] | Ss_55_20_51-xx : Medical Helium/Oxygen Mixture Supply Systems | Pr_25_71_53_32 : Framed Plastics Mirrors
[5 empty] | Ss_55_20_85 : Specialist And High Purity Gas Supply Systems | Pr_25_71_53_70 : Rail Mirrors
[5 empty] | Ss_55_20_94_15 : Industrial Vacuum Systems | Pr_25_71_53_73 : Road Mirrors
[5 empty] | Ss_55_20_94_46 : Laboratory Vacuum Systems | Pr_25_71_53_91 : Unframed Glass Mirrors
[5 empty] | Ss_55_20_94_51 : Medical Vacuum Systems | Pr_25_71_53_92 : Unframed Metal Mirrors
[5 empty] | Ss_55_20_96 : Welding And Cutting Gas Supply Systems | Pr_25_71_53_93 : Unframed Plastics Mirrors
[5 empty] | Ss_55_30 : Fire Extinguishing Systems | Pr_25_71_57 : Non-Metal Barrier Panels
[5 empty] | Ss_55_30_35 : Gaseous And Foam Fire Extinguishing Systems | Pr_25_71_57_11 : Cement-Bonded Particleboard Framed Panels
[5 empty] | Ss_55_30_35_10 : Carbon Dioxide Fire Extinguishing Systems | Pr_25_71_57_14 : Concrete Base Boards
[5 empty] | Ss_55_30_35_31 : Foam Fire Extinguishing Systems | Pr_25_71_57_15 : Concrete Fence Panel Tops
[5 empty] | Ss_55_30_35_35 : Halocarbon Gas Total Flooding Fire Extinguishing Systems | Pr_25_71_57_16 : Concrete Fence Panels
[5 empty] | Ss_55_30_35_40 : Inert Gas Total Flooding Fire Extinguishing Systems | Pr_25_71_57_17 : Concrete Vehicle Containment Parapet Units
[5 empty] | Ss_55_30_65 : Portable Fire Extinguishing Systems | Pr_25_71_57_18 : Concrete Vehicle Safety Barrier Units
[5 empty] | Ss_55_30_65_30 : Fire Blanket Systems | Pr_25_71_57_34 : Glass Barrier Panels
[5 empty] | Ss_55_30_65_35 : Fire Bucket Systems | Pr_25_71_57_35 : Glazing Plastics Framed Panels
[5 empty] | Ss_55_30_65_65 : Portable Fire Extinguisher Systems | Pr_25_71_57_36 : Hardwood Base Boards
[5 empty] | Ss_55_30_96 : Water Fire Extinguishing Systems | Pr_25_71_57_38 : Hardwood Framed Panels
[5 empty] | Ss_55_30_96_21 : Deluge Systems | Pr_25_71_57_39 : Hardwood Palisade Panels
[5 empty] | Ss_55_30_96_23 : Domestic Sprinkler Systems | Pr_25_71_57_40 : Hazel Wattle Hurdles
[5 empty] | Ss_55_30_96_25 : Dry Riser Systems | Pr_25_71_57_60 : Partition Panels
[5 empty] | Ss_55_30_96_29 : Fire Hose Reel Systems | Pr_25_71_57_61 : Partition Screens
[5 empty] | Ss_55_30_96_30 : Fire Hydrant Systems | Pr_25_71_57_62 : Plastics Framed Panels
[5 empty] | Ss_55_30_96_85 : Sprinkler Systems | Pr_25_71_57_63 : Plastics Panel Fence Tops
[5 empty] | Ss_55_30_96_96 : Water Mist Systems | Pr_25_71_57_64 : Plastics Panels
[5 empty] | Ss_55_30_96_97 : Wet Riser Systems | Pr_25_71_57_65 : Plywood Framed Panels
[5 empty] | Ss_55_40 : Steam Distribution And Supply Systems | Pr_25_71_57_73 : Room Divider Panels
[5 empty] | Ss_55_40_85 : Steam Supply And Condensate Systems | Pr_25_71_57_80 : Softwood Base Boards
[5 empty] | Ss_55_40_85_38 : Hospital Steam Supply And Condensate Systems | Pr_25_71_57_81 : Softwood Framed Panels
[5 empty] | Ss_55_40_85_41 : Industrial Steam Supply And Condensate Systems | Pr_25_71_57_82 : Softwood Palisade Fence Panels
[5 empty] | Ss_55_50 : Liquid Fuel Distribution And Supply Systems | Pr_25_71_57_97 : Willow Wattle Hurdles
[5 empty] | Ss_55_50_46 : Liquid Fuel Distribution Network Systems | Pr_25_71_63 : Plastics-Based Boards And Sheets
[5 empty] | Ss_55_50_46_58 : Oil Distribution Network Systems | Pr_25_71_63_15 : Compact Or Solid Grade High-Pressure Laminate (HPL) Boards
[5 empty] | Ss_55_50_47 : Liquid Fuel Supply Systems | Pr_25_71_63_24 : Drainage Layer Corrugated Boards
[5 empty] | Ss_55_50_47_21 : Diesel Supply Systems | Pr_25_71_63_26 : Expanded Polystyrene (EPS) Boards
[5 empty] | Ss_55_50_47_32 : Fuel Oil Supply Systems | Pr_25_71_63_27 : Extruded Polyethylene (PE) Foam Boards
[5 empty] | Ss_55_50_47_45 : Kerosene/ Jet Fuel Supply Systems | Pr_25_71_63_29 : Extruded Polystyrene (XPS) Boards
[5 empty] | Ss_55_50_47_46 : Liquid Biofuel Supply Systems | Pr_25_71_63_33 : Glass-Reinforced Plastics (GRP) Profiled Panels
[5 empty] | Ss_55_50_47_61 : Petrol Supply Systems | Pr_25_71_63_34 : Glass-Reinforced Plastics (GRP) Profiled Sheets
[5 empty] | Ss_55_60 : Process Liquid Distribution And Supply Systems | Pr_25_71_63_38 : Hollow-Core Plastics Sheets
[5 empty] | Ss_55_60_45 : Liquid Acids And Bases Supply Systems | Pr_25_71_63_59 : Phenolic Foam Boards
[5 empty] | Ss_55_60_47 : Liquid Chemicals Supply Systems | Pr_25_71_63_60 : Plastics And Composite Material Boards
[5 empty] | Ss_55_60_50 : Liquid Polymer Supply Systems | Pr_25_71_63_61 : Plastics Base Boards
[5 empty] | Ss_55_70 : Water Distribution And Supply Systems | Pr_25_71_63_62 : Plastics, Composite And Recycled Plastics Sheets
[5 empty] | Ss_55_70_38 : Hot And Cold Water Supply Systems | Pr_25_71_63_63 : Plastics Composite Laminate Strips And Boards
[5 empty] | Ss_55_70_38_15 : Cold Water Supply Systems | Pr_25_71_63_64 : Plastics Weatherboards
[5 empty] | Ss_55_70_38_20 : Direct Hot Water Storage Supply Systems | Pr_25_71_63_65 : Polycarbonate Profiled Sheets
[5 empty] | Ss_55_70_38_42 : Indirect Hot Water Storage Supply Systems | Pr_25_71_63_66 : Polyisocyanurate (PIR) Foam Boards
[5 empty] | Ss_55_70_38_45 : Instantaneous Hot Water Supply Systems | Pr_25_71_63_67 : Polyurethane (PUR) Foam Boards
[5 empty] | Ss_55_70_38_65 : Pumped Cold Water Supply Systems | Pr_25_71_63_72 : Recycled Plastics Deck Boards
[5 empty] | Ss_55_70_42 : Irrigation Systems | Pr_25_71_63_81 : Solid Surface Resin-Based Sheets
[5 empty] | Ss_55_70_42_05 : Agricultural Irrigation Systems | Pr_25_71_63_92 : Unplasticized Polyvinylchloride (PVC-U) Deck Boards
[5 empty] | Ss_55_70_42_80 : Small-Scale Irrigation Systems | Pr_25_71_63_93 : Unplasticized Polyvinylchloride (PVC-U) Profiled Sheets
[5 empty] | Ss_55_70_95 : Water Distribution Network Systems | Pr_25_71_94 : Veneers And Facings
[5 empty] | Ss_55_70_95_50 : Mains Water Distribution Network Systems | Pr_25_71_94_06 : Balancing Veneers
[5 empty] | Ss_55_70_95_66 : Private Water Distribution Network Systems | Pr_25_71_94_22 : Decorative Continuous Laminates (DCL Or Cpl)
[5 empty] | Ss_55_70_96 : Water Feature Systems | Pr_25_71_94_29 : Fabric Facings
[5 empty] | Ss_55_70_96_30 : Formal Water Feature Systems | Pr_25_71_94_36 : Hardwood Veneers
[5 empty] | Ss_55_70_96_56 : Natural Water Feature Systems | Pr_25_71_94_37 : High-Pressure Decorative Laminates (HPL Or Hpdl)
[5 empty] | Ss_55_70_97 : Water Reclamation Systems | Pr_25_71_94_46 : Leather Facings
[5 empty] | Ss_55_70_97_35 : Grey Water Reclamation Systems | Pr_25_71_94_51 : Melamine Veneer Facings
[5 empty] | Ss_55_70_97_70 : Rainwater Reclamation Systems | Pr_25_71_94_52 : Metal Sheet Facings
[5 empty] | Ss_55_70_98 : Water Treatment Systems | Pr_25_71_94_80 : Softwood Veneers
[5 empty] | Ss_55_70_98_08 : Bore Water Treatment Systems | Pr_25_71_94_94 : Veneer Edgings And Lippings
[5 empty] | Ss_55_70_98_85 : Swimming Pool Water Treatment Systems | Pr_25_71_94_95 : Vinyl Sheet Facings
[5 empty] | Ss_55_70_98_92 : Ultrapure Water Treatment Systems | Pr_25_71_97 : Wood-Based Boards
[5 empty] | Ss_55_90 : Piped Solids Distribution And Supply Systems | Pr_25_71_97_05 : Bitumen-Impregnated Fibreboards
[5 empty] | Ss_55_90_65 : Piped Granule And Powder Supply Systems | Pr_25_71_97_07 : Bitumen-Impregnated Softboards
[5 empty] | Ss_55_95 : Temporary Piped Supply Systems | Pr_25_71_97_08 : Blockboard Core Plywoods
[5 empty] | Ss_60 : Heating, Cooling And Refrigeration Systems | Pr_25_71_97_12 : Cement-Bonded Particleboards
[5 empty] | Ss_60_30 : Rail And Paving Heating Systems | Pr_25_71_97_16 : Cork Boards
[5 empty] | Ss_60_30_35 : Highway Heating Systems | Pr_25_71_97_17 : Cork Composite Laminate Strips And Boards
[5 empty] | Ss_60_30_60 : Path Heating Systems | Pr_25_71_97_21 : Decorative Laminated Paper-Faced Panels
[5 empty] | Ss_60_30_70 : Railway Heating Systems | Pr_25_71_97_22 : Decorative Laminated Plastics Sheet Veneered Panels
[5 empty] | Ss_60_30_75 : Runway Heating Systems | Pr_25_71_97_33 : General And Utility Veneer Plywoods
[5 empty] | Ss_60_30_90 : Tramway Heating Systems | Pr_25_71_97_34 : Gypsum-Bonded Fire Protection Boards
[5 empty] | Ss_60_30_95 : Urban Road Heating Systems | Pr_25_71_97_35 : Gypsum-Bonded Wood Particle Boards
[5 empty] | Ss_60_40 : Space Heating And Cooling Systems | Pr_25_71_97_36 : Hardboards
[5 empty] | Ss_60_40_13 : Climatic Ceiling And Beam Systems | Pr_25_71_97_37 : Hardwood Deck Boards
[5 empty] | Ss_60_40_13_13 : Climatic Beam Systems | Pr_25_71_97_38 : Hardwood Fence Boards
[5 empty] | Ss_60_40_13_14 : Climatic Ceiling Systems | Pr_25_71_97_39 : Hardwood Floor Boards
[5 empty] | Ss_60_40_17 : Cooling Systems | Pr_25_71_97_40 : Hardwood Lining Boards
[5 empty] | Ss_60_40_17_12 : Chilled Water Systems | Pr_25_71_97_41 : Hardwood Sarking Boards
[5 empty] | Ss_60_40_17_21 : District Cooling Systems | Pr_25_71_97_42 : Hardwood Strips
[5 empty] | Ss_60_40_17_71 : Refrigerant Cooling Systems | Pr_25_71_97_43 : Hardwood Weatherboards
[5 empty] | Ss_60_40_17_94 : Variable Refrigerant Flow Systems | Pr_25_71_97_44 : Hollow-Core Particleboards
[5 empty] | Ss_60_40_17_96 : Water Cooling Systems | Pr_25_71_97_46 : Laminboard Core Plywoods
[5 empty] | Ss_60_40_36 : Heat Pump Systems | Pr_25_71_97_50 : Marine Plywoods
[5 empty] | Ss_60_40_36_05 : Air Source Heat Pump Systems | Pr_25_71_97_52 : Medium Boards
[5 empty] | Ss_60_40_36_35 : Ground Source Heat Pump Systems | Pr_25_71_97_53 : Medium Density Fibreboards
[5 empty] | Ss_60_40_36_96 : Water Source Heat Pump Systems | Pr_25_71_97_54 : Modified Wood Boards
[5 empty] | Ss_60_40_37 : Heating Systems | Pr_25_71_97_58 : Oriented Strand Boards
[5 empty] | Ss_60_40_37_21 : Direct Gas Fired Heating Systems | Pr_25_71_97_60 : Particleboards
[5 empty] | Ss_60_40_37_22 : District Heating Systems | Pr_25_71_97_65 : Polymer-Coated Plywoods
[5 empty] | Ss_60_40_37_26 : Electric Heating Systems | Pr_25_71_97_77 : Softboards
[5 empty] | Ss_60_40_37_48 : Low Temperature Hot Water Heating Systems | Pr_25_71_97_78 : Softwood Deck Boards
[5 empty] | Ss_60_40_37_51 : Medium Temperature Hot Water Heating Systems | Pr_25_71_97_79 : Softwood Fence Boards
[5 empty] | Ss_60_40_37_81 : Solar Heating Systems | Pr_25_71_97_80 : Softwood Floor Boards
[5 empty] | Ss_60_40_37_85 : Steam Heating Systems | Pr_25_71_97_81 : Softwood Lining Boards
[5 empty] | Ss_60_40_84 : Space Heating And Cooling Distribution Network Systems | Pr_25_71_97_82 : Softwood Sarking Boards
[5 empty] | Ss_60_40_84_21 : District Cooling Distribution Network Systems | Pr_25_71_97_83 : Softwood Strips
[5 empty] | Ss_60_40_84_22 : District Heating Distribution Network Systems | Pr_25_71_97_84 : Softwood Weatherboards
[5 empty] | Ss_60_60 : Refrigeration Systems | Pr_25_71_97_85 : Specialist Veneer Plywoods
[5 empty] | Ss_60_60_15 : Cold Room Systems | Pr_25_71_97_86 : Structural Veneer Plywoods
[5 empty] | Ss_60_60_15_10 : Catering Cold Room Systems | Pr_25_71_97_91 : Visual Grade General Veneer Plywoods
[5 empty] | Ss_60_60_15_50 : Mortuary Cold Room Systems | Pr_25_71_97_92 : Wood Fibre Boards
[5 empty] | Ss_60_60_17 : Cold Storage Systems | Pr_25_71_97_93 : Wood Laminate Strips And Boards
[5 empty] | Ss_60_80 : Drying Systems | Pr_25_71_97_94 : Wood-Plastics Composite Deck Boards
[5 empty] | Ss_60_80_08 : Bottle And Can Drying Systems | Pr_25_71_97_95 : Wood-Plastics Composite Weatherboards
[5 empty] | Ss_60_95 : Temporary Heating, Cooling And Refrigeration Systems | Pr_25_71_97_97 : Wood-Wool Boards
[5 empty] | Ss_65 : Ventilation And Air Conditioning Systems | Pr_25_71_97_98 : Wood-Resin Composite Weatherboards
[5 empty] | Ss_65_10 : Extraction Systems | Pr_25_80 : Smoke And Fire Control Products
[5 empty] | Ss_65_10_25 : Dust Extract Systems | Pr_25_80_79 : Smoke And Fire Barriers
[5 empty] | Ss_65_10_32 : Fume Extract Systems | Pr_25_80_79_01 : Active Smoke Barriers
[5 empty] | Ss_65_10_32_32 : Fume Cupboard Extract Systems | Pr_25_80_79_37 : High Temperature Active Smoke Barriers
[5 empty] | Ss_65_10_32_70 : Recirculatory Fume Cupboards Systems | Pr_25_80_79_86 : Static Smoke Barriers
[5 empty] | Ss_65_10_32_75 : Safety Cabinet Extract Systems | Pr_25_80_80 : Smoke And Fire Cavity Barriers
[5 empty] | Ss_65_10_42 : Industrial Fume Extract Systems | Pr_25_80_80_14 : Coated Woven Glass Fibre Cloth Flexible Cavity Barriers
[5 empty] | Ss_65_10_42_45 : Local Exhaust Ventilation Systems | Pr_25_80_80_42 : Intumescent Coated Foil Mesh Flexible Cavity Barriers
[5 empty] | Ss_65_10_42_95 : Vehicle Exhaust Extract Systems | Pr_25_80_80_51 : Mineral Wool Wire Reinforced Mattress Cavity Barriers
[5 empty] | Ss_65_10_80 : Smoke Extract And Control Systems | Pr_25_80_80_79 : Sleeved Mineral Wool Small Cavity Barriers
[5 empty] | Ss_65_10_80_65 : Pressure Differential Systems | Pr_25_80_80_82 : Sprayed Mineral Coated Wire Mesh Flexible Cavity Barriers
[5 empty] | Ss_65_10_80_80 : Smoke And Heat Exhaust Ventilation Systems | Pr_25_80_80_96 : Wired Mineral Wool Batt Flexible Cavity Barriers
[5 empty] | Ss_65_10_85 : Stale Air Extract Systems | Pr_25_80_81 : Smoke And Fire Stopping
[5 empty] | Ss_65_10_85_33 : General Space Extract Ventilation Systems | Pr_25_80_81_12 : Ceramic Fibre Fire Stopping
[5 empty] | Ss_65_10_85_45 : Kitchen Extract Ventilation Systems | Pr_25_80_81_29 : Flexible Intumescent Gap Seals
[5 empty] | Ss_65_10_85_90 : Toilet Extract Ventilation Systems | Pr_25_80_81_34 : Glass Oxide Fire Stopping
[5 empty] | Ss_65_40 : Ventilation Systems | Pr_25_80_81_42 : Intumescent Linear Gap Seals
[5 empty] | Ss_65_40_33 : General Space Ventilation Systems | Pr_25_80_81_43 : Intumescent Pillows
[5 empty] | Ss_65_40_33_51 : Mechanical Supply Ventilation Systems | Pr_25_80_81_51 : Mineral Wool Fire Stopping
[5 empty] | Ss_65_40_33_56 : Natural Ventilation Systems | Pr_25_93 : Unit Skin Products
[5 empty] | Ss_65_40_94 : Vehicular Space Ventilation Systems | Pr_25_93_51 : Masonry Dressing Units
[5 empty] | Ss_65_40_94_11 : Car Park Ventilation Systems | Pr_25_93_51_35 : Glass-Reinforced Concrete (GRC) Gable Vents
[5 empty] | Ss_65_40_94_91 : Tunnel Ventilation Systems | Pr_25_93_51_56 : Natural Stone Cornices
[5 empty] | Ss_65_60 : Specialist Ventilation Systems | Pr_25_93_51_57 : Natural Stone Dentils
[5 empty] | Ss_65_60_53 : Nuclear Containment Systems | Pr_25_93_51_58 : Natural Stone Quoins
[5 empty] | Ss_65_60_55 : Nuclear Ventilation Systems | Pr_25_93_52 : Masonry Openings Units
[5 empty] | Ss_65_60_95 : Wind Tunnel Systems | Pr_25_93_52_34 : Glass-Reinforced Concrete (GRC) Door Canopies
[5 empty] | Ss_65_80 : Air Conditioning Systems | Pr_25_93_52_35 : Glass-Reinforced Concrete (GRC) Door Surrounds
[5 empty] | Ss_65_80_05 : Air Conditioning Systems | Pr_25_93_60 : Paving Units
[5 empty] | Ss_65_80_05_10 : Centralized All-Air Conditioning Systems | Pr_25_93_60_02 : Aluminium Edge-Retaining Profiles
[5 empty] | Ss_65_80_05_30 : Fan Coil Unit Air Conditioning Systems | Pr_25_93_60_10 : Clay Pavers
[5 empty] | Ss_65_80_05_40 : Induction Unit Air Conditioning Systems | Pr_25_93_60_11 : Clay Paving Tiles
[5 empty] | Ss_65_80_15 : Controlled Environment Systems | Pr_25_93_60_12 : Combined Drainage And Kerb Units
[5 empty] | Ss_65_80_45 : Local Air Conditioning Systems | Pr_25_93_60_13 : Concrete Cellular Pavers
[5 empty] | Ss_65_80_45_25 : Evaporative Cooling Systems | Pr_25_93_60_14 : Concrete Drainage Channels
[5 empty] | Ss_65_80_45_48 : Local Underfloor Air Conditioning Systems | Pr_25_93_60_15 : Concrete Edging Units
[5 empty] | Ss_65_80_45_72 : Room Air Conditioning Systems | Pr_25_93_60_16 : Concrete Flags
[5 empty] | Ss_65_95 : Temporary Ventilation And Air Conditioning Systems | Pr_25_93_60_17 : Concrete Interlocking Pavers
[5 empty] | Ss_70 : Electrical Systems | Pr_25_93_60_18 : Concrete Kerbs
[5 empty] | Ss_70_10 : Electrical And Kinetic Power Generation Systems | Pr_25_93_60_19 : Concrete Pavers
[5 empty] | Ss_70_10_30 : Fossil Fuel Power Generation Systems | Pr_25_93_60_20 : Concrete Quadrant And Angle Kerbs
[5 empty] | Ss_70_10_30_70 : Reciprocating Internal Combustion Engine-Driven Alternating Current Generator Systems | Pr_25_93_60_21 : Concrete Safety Kerbs
[5 empty] | Ss_70_10_32 : Geothermal Power Generation Systems | Pr_25_93_60_22 : Concrete Setts
[5 empty] | Ss_70_10_32_80 : Small-Scale Geothermal Power Generation Systems | Pr_25_93_60_23 : Concrete Tactile Flags
[5 empty] | Ss_70_10_35 : Gravity Power Generation Systems | Pr_25_93_60_24 : Concrete Transition And Dropper Kerbs
[5 empty] | Ss_70_10_35_80 : Small-Scale Hydroelectric Power Generation Systems | Pr_25_93_60_33 : Glass-Reinforced Concrete (GRC) Paving Tiles
[5 empty] | Ss_70_10_35_96 : Water Mill Systems | Pr_25_93_60_61 : Plastics Cellular Pavers
[5 empty] | Ss_70_10_35_97 : Water Turbine Systems | Pr_25_93_60_62 : Plastics Kerbs
[5 empty] | Ss_70_10_55 : Nuclear Power Generation Systems | Pr_25_93_60_63 : Plastics Pavers
[5 empty] | Ss_70_10_55_80 : Small-Scale Nuclear Power Generation Systems | Pr_25_93_60_80 : Stainless Steel Edge-Retaining Profiles
[5 empty] | Ss_70_10_80 : Solar Power Generation Systems | Pr_25_93_60_81 : Stone Cobbles
[5 empty] | Ss_70_10_80_35 : Grid-Connected Photovoltaic Systems | Pr_25_93_60_82 : Stone Drainage Channels
[5 empty] | Ss_70_10_80_85 : Stand-Alone Photovoltaic Systems | Pr_25_93_60_83 : Stone Kerbs
[5 empty] | Ss_70_10_96 : Wave And Tidal Power Generation Systems | Pr_25_93_60_84 : Stone Setts
[5 empty] | Ss_70_10_96_80 : Small-Scale Wave And Tidal Power Generation Systems | Pr_25_93_60_85 : Stone Paving Slabs
[5 empty] | Ss_70_10_97 : Wind Power Generation Systems | Pr_25_93_60_86 : Stone Tactile Pavers
[5 empty] | Ss_70_10_97_80 : Small-Scale Wind Power Generation Systems | Pr_25_93_72 : Roofing And Cladding Units
[5 empty] | Ss_70_10_97_96 : Wind Mill Systems | Pr_25_93_72_08 : Bitumen Membrane Shingles
[5 empty] | Ss_70_10_97_97 : Wind Turbine Systems | Pr_25_93_72_11 : Ceramic Slates
[5 empty] | Ss_70_30 : Electricity Distribution And Transmission Systems | Pr_25_93_72_12 : Clay Interlocking Tiles
[5 empty] | Ss_70_30_25 : Earthing And Bonding Systems | Pr_25_93_72_13 : Clay Plain Tiles
[5 empty] | Ss_70_30_25_25 : Earthing And Bonding Systems | Pr_25_93_72_14 : Clay Profiled Tiles
[5 empty] | Ss_70_30_35 : High-Voltage Distribution And Transmission Systems | Pr_25_93_72_15 : Concrete Interlocking Tiles
[5 empty] | Ss_70_30_35_35 : High-Voltage Distribution Systems | Pr_25_93_72_16 : Concrete Plain Tiles
[5 empty] | Ss_70_30_40_40 : High-Voltage Transmission Systems | Pr_25_93_72_17 : Concrete Profiled Tiles
[5 empty] | Ss_70_30_45 : Low-Voltage Distribution And Transmission Systems | Pr_25_93_72_18 : Copper Slates
[5 empty] | Ss_70_30_45_45 : Low-Voltage Distribution Systems | Pr_25_93_72_21 : Dentil Slips
[5 empty] | Ss_70_30_45_50 : Low-Voltage Transmission Systems | Pr_25_93_72_22 : Dry Fixing Abutments
[5 empty] | Ss_70_30_60 : Overhead Traction Power Distribution Systems | Pr_25_93_72_23 : Dry Fixing Hips
[5 empty] | Ss_70_30_80 : Small Power Systems | Pr_25_93_72_24 : Dry Fixing Ridges
[5 empty] | Ss_70_30_80_35 : Hard-Wired Low-Voltage Small Power Systems | Pr_25_93_72_25 : Dry Fixing Verges
[5 empty] | Ss_70_30_80_45 : Low-Voltage Small Power Systems With Prefabricated Wiring | Pr_25_93_72_30 : Fibre Cement Slates
[5 empty] | Ss_70_30_90 : Third Rail Traction Power Distribution Systems | Pr_25_93_72_36 : Hardwood Shakes
[5 empty] | Ss_70_60 : Charging Systems | Pr_25_93_72_37 : Hardwood Shingles
[5 empty] | Ss_70_60_05 : Aircraft Charging Systems | Pr_25_93_72_47 : Lead Slates
[5 empty] | Ss_70_60_90 : Vehicle Charging Systems | Pr_25_93_72_52 : Metal Tiles
[5 empty] | Ss_70_60_95 : Vessel Charging Systems | Pr_25_93_72_72 : Reconstituted Interlocking Slates
[5 empty] | Ss_70_80 : Lighting Systems | Pr_25_93_72_78 : Slates
[5 empty] | Ss_70_80_25 : External Lighting Systems | Pr_25_93_72_80 : Softwood Shakes
[5 empty] | Ss_70_80_25_05 : Amenity Lighting Systems | Pr_25_93_72_81 : Softwood Shingles
[5 empty] | Ss_70_80_25_70 : Roadway Lighting Systems | Pr_25_93_72_84 : Stone Slates
[5 empty] | Ss_70_80_33 : General Space Lighting Systems | Pr_25_96 : Wire Skin Products
[5 empty] | Ss_70_80_33_12 : Central Battery Supplied Emergency Lighting Systems | Pr_25_96_35 : Grids And Grilles
[5 empty] | Ss_70_80_33_30 : Fibre Optic Lighting Systems | Pr_25_96_35_03 : Aluminium Cattle Grids
[5 empty] | Ss_70_80_33_33 : General Lighting Systems With Prefabricated Wiring | Pr_25_96_35_11 : Carbon Steel Cattle Grids
[5 empty] | Ss_70_80_33_35 : Hard-Wired General Lighting Systems | Pr_25_96_35_31 : Footway Gratings
[5 empty] | Ss_70_80_33_88 : Theatrical/ Stage Lighting Systems | Pr_25_96_35_53 : Metal Armouring Grilles
[5 empty] | Ss_70_80_33_92 : Underwater Lighting Systems | Pr_25_96_35_71 : Recycled Plastics Cattle Grids
[5 empty] | Ss_70_95 : Temporary Electrical Systems | Pr_25_96_35_76 : Sewage Screens
[5 empty] | Ss_75 : Communications, Security, Safety, Control And Protection Systems | Pr_25_96_35_88 : Tree Grilles
[5 empty] | Ss_75_10 : Communications Systems | Pr_25_96_35_96 : Water Grilles
[5 empty] | Ss_75_10_04 : Aerial Communications Transmission Systems | Pr_30 : Opening Products
[5 empty] | Ss_75_10_15 : Communications Interception Systems | Pr_30_31 : Formless Openings Products
[5 empty] | Ss_75_10_21 : Data Distribution And Telecommunications Systems | Pr_30_31_68 : Putties And Glazing Compounds
[5 empty] | Ss_75_10_21_21 : Data Distribution Systems | Pr_30_31_68_42 : Intumescent Putties
[5 empty] | Ss_75_10_21_88 : Telecommunications Systems | Pr_30_31_68_47 : Linseed Oil Putties
[5 empty] | Ss_75_10_23 : Directory Systems | Pr_30_31_68_51 : Metal Casement Putties
[5 empty] | Ss_75_10_42 : Infrared And Radio Frequency Tracking Systems | Pr_30_31_68_56 : Non-Setting Glazing Compounds
[5 empty] | Ss_75_10_46 : Listening Systems | Pr_30_31_68_74 : Rubberizing Glazing Compounds
[5 empty] | Ss_75_10_46_05 : Audio-Frequency Induction-Loop Systems | Pr_30_31_76 : Sealants
[5 empty] | Ss_75_10_46_42 : Infrared Listening Systems | Pr_30_31_76_02 : Acrylic Construction Joint Sealants
[5 empty] | Ss_75_10_68 : Public Communications Systems | Pr_30_31_76_09 : Butyl Rubber Construction Joint Sealants
[5 empty] | Ss_75_10_68_02 : Advertising Display Systems | Pr_30_31_76_14 : Cold-Applied Bituminous Joint Sealants
[5 empty] | Ss_75_10_68_13 : Clock Systems | Pr_30_31_76_15 : Cold-Applied Concrete Pavement Bituminous Joint Sealants
[5 empty] | Ss_75_10_68_68 : Public Address Systems | Pr_30_31_76_16 : Construction Joint Sealants
[5 empty] | Ss_75_10_68_69 : Queue Management Systems | Pr_30_31_76_26 : Edge Sealants
[5 empty] | Ss_75_10_70 : Radio And Television Distribution Systems | Pr_30_31_76_33 : Glazing Compounds And Sealants
[5 empty] | Ss_75_10_70_70 : Radio Distribution Systems | Pr_30_31_76_34 : Glazing Joint Sealants
[5 empty] | Ss_75_10_70_88 : Television Distribution Systems | Pr_30_31_76_38 : Hot-Applied Bituminous Joint Sealants
[5 empty] | Ss_75_10_72 : Roadside Emergency Communication Systems | Pr_30_31_76_58 : Oil-Based Mastic Joint Sealants
[5 empty] | Ss_75_10_88 : Timing And Scoring Systems | Pr_30_31_76_62 : Polysulfide Construction Joint Sealants
[5 empty] | Ss_75_10_88_05 : Athletics Timing And Scoring Systems | Pr_30_31_76_63 : Polysulfide Glazing Compounds And Sealants
[5 empty] | Ss_75_10_88_86 : Swimming Pool Timing And Scoring Systems | Pr_30_31_76_65 : Polyurethane (PUR) Construction Joint Sealants
[5 empty] | Ss_75_10_92 : Trackside Emergency Communication Systems | Pr_30_31_76_77 : Silicone Construction Joint Sealants
[5 empty] | Ss_75_10_94 : Underground Communications Cable Transmission Systems | Pr_30_31_76_78 : Silicone Glazing Compounds And Sealants
[5 empty] | Ss_75_10_96 : Undersea Communications Cable Transmission Systems | Pr_30_31_76_84 : Structural Sealant Glazing Bonding Sealants
[5 empty] | Ss_75_30 : Signal Systems | Pr_30_31_76_85 : Structural Sealant Glazing Weatherseal Sealants
[5 empty] | Ss_75_30_05 : Aerospace Signal Systems | Pr_30_36 : Hardware Products
[5 empty] | Ss_75_30_10 : Bridge Signal Systems | Pr_30_36_08 : Bolting, Latching And Locking Hardware
[5 empty] | Ss_75_30_20 : Dam Signal Systems | Pr_30_36_08_06 : Barrel Bolts
[5 empty] | Ss_75_30_35 : Highway Signal Systems | Pr_30_36_08_11 : Cabinet Locks
[5 empty] | Ss_75_30_50 : Marine Signal Systems | Pr_30_36_08_12 : Cam Locks
[5 empty] | Ss_75_30_70 : Railway Signal Systems | Pr_30_36_08_15 : Coin-Operated Locks
[5 empty] | Ss_75_30_72 : Road Signal Systems | Pr_30_36_08_16 : Combination Padlocks
[5 empty] | Ss_75_30_90 : Tramway Signal Systems | Pr_30_36_08_18 : Cremorne Bolts
[5 empty] | Ss_75_30_97 : Waterway Signal Systems | Pr_30_36_08_19 : Cylinder Locks
[5 empty] | Ss_75_40 : Security Systems | Pr_30_36_08_20 : Deadbolts
[5 empty] | Ss_75_40_02 : Access Control Systems | Pr_30_36_08_21 : Digital Door Locks
[5 empty] | Ss_75_40_02_05 : Audio Intercom Systems | Pr_30_36_08_22 : Door Bolts
[5 empty] | Ss_75_40_02_11 : Card Access Control Systems | Pr_30_36_08_23 : Door Catches
[5 empty] | Ss_75_40_21 : Detection, Warning And Alarm Systems | Pr_30_36_08_24 : Door Latches
[5 empty] | Ss_75_40_21_02 : Aerospace Security Detection And Warning Systems | Pr_30_36_08_25 : Door Privacy Indicator Bolts
[5 empty] | Ss_75_40_21_40 : Intruder Detection And Alarm Systems | Pr_30_36_08_26 : Electric Locks
[5 empty] | Ss_75_40_21_50 : Marine And Waterway Security Detection And Warning Systems | Pr_30_36_08_27 : Emergency Exit Devices
[5 empty] | Ss_75_40_53 : Monitoring Systems | Pr_30_36_08_28 : Espagnolette Bolts
[5 empty] | Ss_75_40_53_86 : Surveillance Systems | Pr_30_36_08_29 : Fanlight Catches
[5 empty] | Ss_75_50 : Medical Safety Systems | Pr_30_36_08_30 : Flush Bolts
[5 empty] | Ss_75_50_11 : Call And Alarm Systems | Pr_30_36_08_31 : Field Gate Spring Catch Sets
[5 empty] | Ss_75_50_11_05 : Assistance Call Systems | Pr_30_36_08_32 : Furniture Locks
[5 empty] | Ss_75_50_11_27 : Emergency Voice Communication Systems | Pr_30_36_08_33 : Gate Latches And Catches
[5 empty] | Ss_75_50_11_57 : Nurse Call Systems | Pr_30_36_08_35 : Gate Throw-Over Loops
[5 empty] | Ss_75_50_11_95 : Voice Alarm Systems | Pr_30_36_08_42 : Indicator Locks
[5 empty] | Ss_75_50_35 : Healthcare Imaging Systems | Pr_30_36_08_43 : Key Card Locks
[5 empty] | Ss_75_50_60 : Patient Monitoring And Telemetry Systems | Pr_30_36_08_44 : Key Deposit Locks
[5 empty] | Ss_75_60 : Environmental Safety Systems | Pr_30_36_08_45 : Knob Locks
[5 empty] | Ss_75_60_25 : Earthquake Warning Systems | Pr_30_36_08_46 : Lever Handle Locks
[5 empty] | Ss_75_60_28 : Fire Detection And Alarm Systems | Pr_30_36_08_48 : Locker Hasps
[5 empty] | Ss_75_60_28_05 : Aspirating Detection Systems | Pr_30_36_08_50 : Magnetic Locks
[5 empty] | Ss_75_60_28_33 : General Fire Detection And Alarm Systems | Pr_30_36_08_51 : Microswitch Locks
[5 empty] | Ss_75_60_30 : Flood Warning Systems | Pr_30_36_08_52 : Mortice Bolts
[5 empty] | Ss_75_60_35 : Gas Detection And Alarm Systems | Pr_30_36_08_53 : Mortice Locks
[5 empty] | Ss_75_60_35_30 : Fixed Gas Detection And Alarm Systems | Pr_30_36_08_54 : Multipoint Door Locks
[5 empty] | Ss_75_60_35_32 : Flow Sample Gas Detection And Alarm Systems | Pr_30_36_08_56 : Night Latches
[5 empty] | Ss_75_60_50 : Meteorological Detection And Warning Systems | Pr_30_36_08_60 : Pad Bolts
[5 empty] | Ss_75_60_52 : Meteorological Instrumentation Systems | Pr_30_36_08_61 : Padlock Hasps And Staples
[5 empty] | Ss_75_60_70 : Radiation Detection And Alarm Systems | Pr_30_36_08_62 : Padlocks And Keys
[5 empty] | Ss_75_60_75 : Seismic Instrumentation Systems | Pr_30_36_08_63 : Panic Exit Devices
[5 empty] | Ss_75_60_85 : Structural Stress Instrumentation Systems | Pr_30_36_08_68 : Push-Button Locks
[5 empty] | Ss_75_60_90 : Tsunami Warning Systems | Pr_30_36_08_71 : Rim Locks
[5 empty] | Ss_75_60_95 : Volcanic Eruption Warning Systems | Pr_30_36_08_75 : Safety Deposit Locks
[5 empty] | Ss_75_60_96 : Water Detection And Alarm Systems | Pr_30_36_08_76 : Sash Locks
[5 empty] | Ss_75_60_96_96 : Water Leak Detection And Alarm Systems | Pr_30_36_08_77 : Single Point Bolts
[5 empty] | Ss_75_60_96_97 : Water Presence Detection And Alarm Systems | Pr_30_36_08_84 : Special Function Door Locks
[5 empty] | Ss_75_70 : Control And Management Systems | Pr_30_36_08_87 : Thief Resistant Door Locks
[5 empty] | Ss_75_70_05 : Aerospace Control Systems | Pr_30_36_08_88 : Time Delay Locks
[5 empty] | Ss_75_70_10 : Bridge Control Systems | Pr_30_36_08_91 : Tubular Mortice Latches
[5 empty] | Ss_75_70_20 : Dam Control Systems | Pr_30_36_08_94 : Vending Machine Locks
[5 empty] | Ss_75_70_35 : Highway Control Systems | Pr_30_36_08_96 : Window Latches
[5 empty] | Ss_75_70_50 : Marine Control Systems | Pr_30_36_08_97 : Window Locks
[5 empty] | Ss_75_70_52 : Mechanical Engineering Services Control And Management Systems | Pr_30_36_08_98 : Window Sash Fasteners
[5 empty] | Ss_75_70_52_02 : Air Conditioning System Control Systems | Pr_30_36_33 : General Hardware
[5 empty] | Ss_75_70_52_15 : Cooling System Control Systems | Pr_30_36_33_22 : Door Knockers
[5 empty] | Ss_75_70_52_32 : Fuel Supply System Control Systems | Pr_30_36_33_24 : Door Stops
[5 empty] | Ss_75_70_52_36 : Heating System Control Systems | Pr_30_36_33_27 : Escutcheons
[5 empty] | Ss_75_70_52_80 : Smoke And Heat Detection Control Systems | Pr_30_36_33_29 : Finger Plates
[5 empty] | Ss_75_70_52_94 : Ventilation Control Systems | Pr_30_36_33_45 : Kick Plates
[5 empty] | Ss_75_70_52_96 : Water Supply Control Systems | Pr_30_36_33_46 : Letter Boxes
[5 empty] | Ss_75_70_54 : Metering, Monitoring And Management Systems | Pr_30_36_33_47 : Letter Cages
[5 empty] | Ss_75_70_54_10 : Building Monitoring And Management Systems | Pr_30_36_33_48 : Letter Plate Internal Flaps Or Seals
[5 empty] | Ss_75_70_54_25 : Electricity Metering Systems | Pr_30_36_33_49 : Letter Plates
[5 empty] | Ss_75_70_54_30 : Fuel Metering Systems | Pr_30_36_33_68 : Push Plates
[5 empty] | Ss_75_70_54_95 : Water Metering Systems | Pr_30_36_33_72 : Roses
[5 empty] | Ss_75_70_70 : Railway Control Systems | Pr_30_36_33_76 : Security Viewers
[5 empty] | Ss_75_70_72 : Road Control Systems | Pr_30_36_33_78 : Shipâ€™s Bells
[5 empty] | Ss_75_70_90 : Tramway Control Systems | Pr_30_36_33_90 : Trickle Vents
[5 empty] | Ss_75_70_97 : Waterway Control Systems | Pr_30_36_36 : Hinges And Hanging Hardware
[5 empty] | Ss_75_80 : Protection Systems | Pr_30_36_36_04 : Anti Finger-Trap Stiles
[5 empty] | Ss_75_80_10 : Cathodic Protection Systems | Pr_30_36_36_06 : Ball-Bearing Hinges
[5 empty] | Ss_75_80_45 : Lightning Protection Systems | Pr_30_36_36_07 : Barrel Hinges
[5 empty] | Ss_75_80_45_45 : Lightning Protection Systems | Pr_30_36_36_08 : Boxed Sash Window Hanging Fittings
[5 empty] | Ss_75_95 : Temporary Communications, Security, Safety, Control And Protection Systems | Pr_30_36_36_09 : Butt Door Hinges
[5 empty] | Ss_80 : Transport Systems | Pr_30_36_36_10 : Butt Window Hinges
[5 empty] | Ss_80_10 : Cable Transport Systems | Pr_30_36_36_11 : Cabinet And Counter Top Hinges
[5 empty] | Ss_80_10_05 : Aerial Tram Systems | Pr_30_36_36_15 : Concealed Hinges
[5 empty] | Ss_80_10_10 : Cable Car Systems | Pr_30_36_36_17 : Cranked Hinges
[5 empty] | Ss_80_10_15 : Chairlift Systems | Pr_30_36_36_22 : Door Pivots
[5 empty] | Ss_80_10_30 : Funicular Systems | Pr_30_36_36_23 : Door Track And Running Gear
[5 empty] | Ss_80_10_35 : Gondola Systems | Pr_30_36_36_24 : Drawer Runners
[5 empty] | Ss_80_10_70 : Ropeway Tow Systems | Pr_30_36_36_28 : Field Gate Hinges
[5 empty] | Ss_80_10_85 : Surface Lift Systems | Pr_30_36_36_29 : Floor Springs
[5 empty] | Ss_80_20 : Conveying Systems | Pr_30_36_36_30 : Flush Hinges
[5 empty] | Ss_80_20_05 : Automatic Guided Vehicle Systems | Pr_30_36_36_31 : Friction Hinges
[5 empty] | Ss_80_20_06 : Baggage Handling Systems | Pr_30_36_36_32 : Friction Pivot Window Hinges
[5 empty] | Ss_80_20_10 : Bulk Material Conveying Systems | Pr_30_36_36_34 : Gate Hinges
[5 empty] | Ss_80_20_11 : Cargo Handling Systems | Pr_30_36_36_46 : Lift-Off Hinges
[5 empty] | Ss_80_20_23 : Document Conveying Systems | Pr_30_36_36_62 : Piano Hinges
[5 empty] | Ss_80_20_23_65 : Pneumatic Document Conveying Systems | Pr_30_36_36_66 : Projection Door Hinges
[5 empty] | Ss_80_20_60 : Parcel Sorting Systems | Pr_30_36_36_67 : Projection Window Hinges
[5 empty] | Ss_80_20_62 : People Conveying Systems | Pr_30_36_36_71 : Rising Butt Door Hinges
[5 empty] | Ss_80_20_63 : Piece Conveying Systems | Pr_30_36_36_75 : Sash Window Spiral Balances
[5 empty] | Ss_80_20_65 : Pneumatic Conveying Systems | Pr_30_36_36_84 : Spring Hinges
[5 empty] | Ss_80_20_96 : Warehouse Conveying Systems | Pr_30_36_36_88 : Tee Hinges
[5 empty] | Ss_80_30 : Crane And Hoist Systems | Pr_30_36_59 : Opening Hardware
[5 empty] | Ss_80_30_10 : Bulk Handling Crane Systems | Pr_30_36_59_15 : Controlled Door Closers
[5 empty] | Ss_80_30_15 : Container Handling Crane Systems | Pr_30_36_59_22 : Door Coordinators
[5 empty] | Ss_80_30_20 : Derrick Systems | Pr_30_36_59_23 : Door Lever Handle Sets
[5 empty] | Ss_80_30_25 : Dynamic Permanent Access And Safety Equipment Systems | Pr_30_36_59_24 : Door Limiting Stays
[5 empty] | Ss_80_30_25_30 : Fixed Rig Suspended Access Systems | Pr_30_36_59_32 : Garage Door Holders
[5 empty] | Ss_80_30_25_32 : Gantry Access Systems | Pr_30_36_59_33 : Gate Closers
[5 empty] | Ss_80_30_25_35 : Guided Type Fall Arrest Systems | Pr_30_36_59_34 : Gate Handles
[5 empty] | Ss_80_30_25_50 : Mobile Rig Monorail Suspended Access Systems | Pr_30_36_59_35 : Gate Springs
[5 empty] | Ss_80_30_25_52 : Mobile Rig Tracked Suspended Access Systems | Pr_30_36_59_36 : Gate Wheels
[5 empty] | Ss_80_30_25_55 : Mobile Rig Trackless Suspended Access Systems | Pr_30_36_59_38 : Holders And Hooks
[5 empty] | Ss_80_30_25_75 : Robotic Cleaning Systems | Pr_30_36_59_45 : Knobs
[5 empty] | Ss_80_30_25_80 : Single Point Anchorage Fall Arrest Systems | Pr_30_36_59_50 : Magnetic Hold-Open Devices
[5 empty] | Ss_80_30_25_90 : Travelling Ladder Access Systems | Pr_30_36_59_52 : Midrail Push Plates
[5 empty] | Ss_80_30_40 : Hoist Systems | Pr_30_36_59_64 : Pull Handles
[5 empty] | Ss_80_30_45 : Industrial Crane Systems | Pr_30_36_59_66 : Push Plates
[5 empty] | Ss_80_40_62_28 : Escalator Systems | Pr_30_36_59_76 : Sash Window Pulls
[5 empty] | Ss_80_40_62_90 : Travelator Systems | Pr_30_36_59_92 : Uncontrolled Door Closers
[5 empty] | Ss_80_50 : Lift Systems | Pr_30_36_59_93 : Window Casement Fasteners
[5 empty] | Ss_80_50_60 : Passenger And Goods Lift Systems | Pr_30_36_59_94 : Window Casement Stays
[5 empty] | Ss_80_50_60_26 : Electric Lift Systems | Pr_30_36_59_95 : Window Latch And Lock Operating Handles
[5 empty] | Ss_80_50_60_39 : Hydraulic Lift Systems | Pr_30_36_59_96 : Window Over Centre Casement Stays
[5 empty] | Ss_80_50_60_42 : Inclined Stairlift Systems | Pr_30_36_59_97 : Window Remote Manual Openers
[5 empty] | Ss_80_50_60_50 : Manual Dumbwaiter Systems | Pr_30_36_59_98 : Window Restrictor Stays
[5 empty] | Ss_80_50_60_60 : Paternoster Systems | Pr_30_59 : Openings And Opening Component Products
[5 empty] | Ss_80_50_60_94 : Vertical Platform Lift Systems | Pr_30_59_01 : Access Ramps
[5 empty] | Ss_80_50_94 : Vehicle And Boat Stacking Systems | Pr_30_59_01_11 : Car Ramps
[5 empty] | Ss_80_50_96 : Warehouse Stacking Systems | Pr_30_59_01_23 : Dog Ramps
[5 empty] | Ss_80_60 : Operable Bridge Systems | Pr_30_59_01_96 : Wheelchair Ramps
[5 empty] | Ss_80_60_05 : Bascule Bridge Systems | Pr_30_59_02 : Air Grilles
[5 empty] | Ss_80_60_10 : Cantilever Bridge Systems | Pr_30_59_02_01 : Access Panels
[5 empty] | Ss_80_60_25 : Drawbridge Systems | Pr_30_59_02_04 : Air Grilles
[5 empty] | Ss_80_60_30 : Floating Bridge Systems | Pr_30_59_02_06 : Air Transfer Grilles
[5 empty] | Ss_80_60_70 : Retractable Bridge Systems | Pr_30_59_02_26 : Eaves Fascia Grilles
[5 empty] | Ss_80_60_75 : Rotating Bridge Systems | Pr_30_59_02_31 : Fire-Resisting Air Transfer Grilles
[5 empty] | Ss_80_60_85 : Swing Bridge Systems | Pr_30_59_02_32 : Fire-Resisting Air Transfer Grilles With Smoke Shutters
[5 empty] | Ss_80_60_90 : Transporter Bridge Systems | Pr_30_59_02_78 : Soffit Grilles
[5 empty] | Ss_80_60_95 : Vertical Lift Bridge Systems | Pr_30_59_07 : Blinds And Shading Devices
[5 empty] | Ss_80_70 : Track Systems | Pr_30_59_07_05 : Awnings
[5 empty] | Ss_80_70_50 : Monorail Systems | Pr_30_59_07_07 : Blackout Blinds
[5 empty] | Ss_80_70_70 : Rail Track Systems | Pr_30_59_07_36 : Hardwood Shutters
[5 empty] | Ss_80_80 : Turntable Systems | Pr_30_59_07_64 : Pinoleum Blinds
[5 empty] | Ss_80_80_20 : Display Turntable Systems | Pr_30_59_07_66 : Pleated Blinds
[5 empty] | Ss_80_80_30 : Floor Turntable Systems | Pr_30_59_07_72 : Roller Blinds
[5 empty] | Ss_80_80_40 : Industrial Turntable Systems | Pr_30_59_07_81 : Softwood Shutters
[5 empty] | Ss_80_80_70 : Railway Turntable Systems | Pr_30_59_07_86 : Sunscreens
[5 empty] | Ss_80_80_85 : Stage Turntable Systems | Pr_30_59_07_94 : Venetian Blinds
[5 empty] | Ss_80_90 : Vehicle Access Systems | Pr_30_59_07_95 : Vertical Blinds
[5 empty] | Ss_80_90_05 : Aircraft Passenger Loading Bridge Systems | Pr_30_59_09 : Brise-Soleils And Components
[5 empty] | Ss_80_90_70 : Rocket Passenger Access Systems | Pr_30_59_09_01 : Aluminium Brise-Soleil Brace Arms
[5 empty] | Ss_80_90_75 : Ship Passenger Loading Bridge Systems | Pr_30_59_09_02 : Aluminium Brise-Soleil Louvre Blades
[5 empty] | Ss_80_95 : Temporary Transport Systems | Pr_30_59_09_03 : Aluminium Brise-Soleil Support Arms
[5 empty] | Ss_85 : Process Engineering Systems | Pr_30_59_09_04 : Aluminium Brise-Soleil Units
[5 empty] | Ss_85_72 : Robotic Systems | Pr_30_59_09_11 : Carbon Steel Brise-Soleil Brace Arms
[5 empty] | Ss_85_95 : Temporary Process Engineering Systems | Pr_30_59_09_12 : Carbon Steel Brise-Soleil Louvre Blades
[5 empty] | Ss_90 : Soft Facility Management Systems | Pr_30_59_09_13 : Carbon Steel Brise-Soleil Support Arms
[5 empty] | Ss_90_05 : Demand For Space | Pr_30_59_09_14 : Carbon Steel Brise-Soleil Units
[5 empty] | Ss_90_06 : Demand For Technical Infrastructure | Pr_30_59_09_33 : Glass Brise-Soleil Louvre Blades
[5 empty] | Ss_90_07 : Demand For Cleaning | Pr_30_59_09_34 : Glass Brise-Soleil Units
[5 empty] | Ss_90_08 : Demand Related To Outdoor Space | Pr_30_59_09_36 : Hardwood Brise-Soleil Louvre Blades
[5 empty] | Ss_90_09 : Workplace-Related Demand | Pr_30_59_09_37 : Hardwood Brise-Soleil Units
[5 empty] | Ss_90_10 : Specific Demand Related To Space And Infrastructure | Pr_30_59_09_62 : Plastics Brise-Soleil Louvre Blades
[5 empty] | Ss_90_11 : Demand For Health, Safety And Security | Pr_30_59_09_63 : Plastics Brise-Soleil Units
[5 empty] | Ss_90_12 : Hospitality Demands | Pr_30_59_09_80 : Softwood Brise-Soleil Louvre Blades
[5 empty] | Ss_90_13 : Demand For Information And Communication | Pr_30_59_09_81 : Softwood Brise-Soleil Units
[5 empty] | Ss_90_14 : Demand For Logistics | Pr_30_59_09_82 : Stainless Steel Brise-Soleil Brace Arms
[5 empty] | Ss_90_15 : Demand For Integrated Management, Consultancy And Administration | Pr_30_59_09_83 : Stainless Steel Brise-Soleil Louvre Blades
[5 empty] | Ss_90_20 : Specific Demand Of Administrative, Commercial And Protective Service Organizations | Pr_30_59_09_84 : Stainless Steel Brise-Soleil Support Arms
[5 empty] | Ss_90_25 : Specific Demand Of Cultural, Educational, Scientific And Information Organizations | Pr_30_59_09_85 : Stainless Steel Brise-Soleil Units
[5 empty] | Ss_90_30 : Specific Demand Of Industrial Organizations | Pr_30_59_23 : Door Frames And Leaves
[5 empty] | Ss_90_35 : Specific Demand Of Medical, Health, Welfare And Sanitary Organizations | Pr_30_59_23_02 : Aluminium Door Frames
[5 empty] | Ss_90_40 : Specific Demand Of Recreational Organizations | Pr_30_59_23_11 : Carbon Steel Door Frames
[5 empty] | Ss_90_45 : Specific Demand Of Residential Organizations | Pr_30_59_23_15 : Composite Door Frames
[5 empty] | Ss_90_50 : Specific Demand Of Disposal Organizations | Pr_30_59_23_16 : Composite Door Leaves
[5 empty] | Ss_90_55 : Specific Demand Of Piped Supply Organizations | Pr_30_59_23_32 : Frameless Glass Door Leaves
[5 empty] | Ss_90_60 : Specific Demand Of Heating, Cooling And Refrigeration Organizations | Pr_30_59_23_36 : Hardwood Door Frames
[5 empty] | Ss_90_65 : Specific Demand Of Ventilation And Air Conditioning Organizations | Pr_30_59_23_37 : Hardwood Flush Door Leaves
[5 empty] | Ss_90_70 : Specific Demand Of Electrical Organizations | Pr_30_59_23_38 : Hardwood Panelled Door Leaves
[5 empty] | Ss_90_75 : Specific Demand Of Communications, Security, Safety And Protection Organizations | Pr_30_59_23_50 : Matchboarded Door Leaves
[5 empty] | Ss_90_80 : Specific Demand Of Rail Organizations | Pr_30_59_23_53 : Metal Door Leaves
[5 empty] | Ss_90_81 : Specific Demand Of Road Organizations | Pr_30_59_23_84 : Stainless Steel Door Frames
[5 empty] | Ss_90_82 : Specific Demand Of Marine And Waterway Organizations | Pr_30_59_23_91 : Unplasticized Polyvinylchloride (PVC-U) Door Leaves
[5 empty] | Ss_90_83 : Specific Demand Of Cable Transport Organizations | Pr_30_59_28 : Escape Products
[5 empty] | Ss_90_84 : Specific Demand Of Aerospace Organizations | Pr_30_59_28_26 : Escape Chairs
Pr_30_59_28_27 : Escape Chutes
Pr_30_59_28_28 : Escape Slides
Pr_30_59_28_78 : Slings
Pr_30_59_29_02 : Abutment Ventilators
Pr_30_59_29_15 : Combined Eaves Fascia Grilles And Ventilator Trays
Pr_30_59_29_30 : Flat Roof Ventilators
Pr_30_59_29_62 : Plastics Eaves Underlay Support
Pr_30_59_29_64 : Plastics Rafter Ventilator Trays
Pr_30_59_29_71 : Roof Ridge Ventilator Tiles
Pr_30_59_29_73 : Roof Slope Ventilator Tiles
Pr_30_59_29_82 : Strip Ventilators
Pr_30_59_33 : Gate Surrounds And Leaves
Pr_30_59_33_02 : Aluminium Sheet Gate Leaves
Pr_30_59_33_03 : Aluminium Vertical Rail Gate Leaves
Pr_30_59_33_11 : Carbon Steel Expanded Mesh Gate Leaves
Pr_30_59_33_12 : Carbon Steel Field Gate Leaves
Pr_30_59_33_13 : Carbon Steel Palisade Gate Leaves
Pr_30_59_33_14 : Carbon Steel Sheet Gate Leaves
Pr_30_59_33_15 : Carbon Steel Vertical Section Gate Leaves
Pr_30_59_33_16 : Carbon Steel Welded Mesh Gate Leaves
Pr_30_59_33_31 : Folding Gate Automation Mechanisms
Pr_30_59_33_33 : Gate Arches
Pr_30_59_33_34 : Glass Infill Gate Leaves
Pr_30_59_33_35 : Glazing Plastics Gate Leaves
Pr_30_59_33_36 : Hardwood Field Gate Leaves
Pr_30_59_33_37 : Hardwood Gate Leaves
Pr_30_59_33_38 : Hardwood Gate Surrounds
Pr_30_59_33_39 : Hardwood Palisade Gate Leaves
Pr_30_59_33_40 : Hinged And Swing Gate Automation Mechanisms
Pr_30_59_33_52 : Metal Gate Surrounds
Pr_30_59_33_62 : Plastics Gate Leaves
Pr_30_59_33_63 : Plywood Sheet Gate Leaves
Pr_30_59_33_76 : Sliding Gate Automation Mechanisms
Pr_30_59_33_78 : Stainless Steel Expanded Mesh Gate Leaves
Pr_30_59_33_82 : Stainless Steel Sheet Gate Leaves
Pr_30_59_33_84 : Stainless Steel Vertical Rail Gate Leaves
Pr_30_59_33_98 : Wrought Iron Decorative Gate Leaves
Pr_30_59_33_99 : Wrought Iron Vertical Rail Gate Leaves
Pr_30_59_34_01 : Aluminium Full Height Turnstiles
Pr_30_59_34_02 : Aluminium Gates
Pr_30_59_34_03 : Aluminium Safety Gates
Pr_30_59_34_10 : Canal Lock Gates
Pr_30_59_34_11 : Carbon Steel Bridle Gates
Pr_30_59_34_12 : Carbon Steel Dog Gates
Pr_30_59_34_13 : Carbon Steel Full Height Turnstiles
Pr_30_59_34_14 : Carbon Steel Gates
Pr_30_59_34_15 : Carbon Steel Half Height Turnstiles
Pr_30_59_34_16 : Carbon Steel Kissing Gates
Pr_30_59_34_17 : Carbon Steel Motorbike Inhibitors
Pr_30_59_34_18 : Carbon Steel Safety Gates
Pr_30_59_34_20 : Composite Gates
Pr_30_59_34_35 : Glazed Gates
Pr_30_59_34_36 : Hardwood Bridle Gates
Pr_30_59_34_37 : Hardwood Dog Gates
Pr_30_59_34_38 : Hardwood Gates
Pr_30_59_34_39 : Hardwood Kissing Gates
Pr_30_59_34_40 : Hardwood Ladder Stiles
Pr_30_59_34_41 : Hardwood Post And Rail Stiles
Pr_30_59_34_65 : Plastics Gates
Pr_30_59_34_78 : Stainless Steel Full Height Turnstiles
Pr_30_59_34_80 : Stainless Steel Gates
Pr_30_59_34_88 : Stainless Steel Half Height Turnstiles
Pr_30_59_34_90 : Stainless Steel Safety Gates
Pr_30_59_34_98 : Wrought Iron Gates
Pr_30_59_36_02 : Aluminium Access Hatches
Pr_30_59_36_11 : Carbon Steel Access Hatches
Pr_30_59_36_25 : Ductwork Access Doorsets
Pr_30_59_36_30 : Floor Hatches
Pr_30_59_36_50 : Manual Trapdoors
Pr_30_59_36_74 : Roof Hatches
Pr_30_59_36_76 : Self-Closing Safety Hatches
Pr_30_59_36_78 : Self-Closing Trapdoors
Pr_30_59_36_80 : Stainless Steel Access Hatches
Pr_30_59_36_96 : Wall Hatches
Pr_30_59_46 : Lift Barriers
Pr_30_59_46_46 : Lift Landing Doorsets
Pr_30_59_46_47 : Lift Landing Frames
Pr_30_59_46_48 : Lift Landing Sills
Pr_30_59_46_49 : Lift Platform Barriers
Pr_30_59_46_63 : Platform Lift Landing Doorsets And Gates
Pr_30_59_48 : Louvres And Components
Pr_30_59_48_29 : Flood Control Louvre Blades
Pr_30_59_48_30 : Flood Control Louvre Units
Pr_30_59_48_51 : Mirror Louvre Blades
Pr_30_59_48_52 : Mirror Louvre Units
Pr_30_59_48_56 : Noise Control Louvre Blades
Pr_30_59_48_57 : Noise Control Louvre Units
Pr_30_59_48_75 : Sand Trap Louvre Blades
Pr_30_59_48_76 : Sand Trap Louvre Units
Pr_30_59_48_77 : Security Louvre Blades
Pr_30_59_48_78 : Security Louvre Units
Pr_30_59_48_87 : Temperature Control Louvre Blades
Pr_30_59_48_88 : Temperature Control Louvre Units
Pr_30_59_48_94 : Visual Screening Louvre Blades
Pr_30_59_48_95 : Visual Screening Louvre Units
Pr_30_59_48_96 : Weather Louvre Blades
Pr_30_59_48_97 : Weather Louvre Units
Pr_30_59_57 : Opening Security And Protection Products
Pr_30_59_57_04 : Anti-Burglar Window Bars
Pr_30_59_57_07 : Bird Guards
Pr_30_59_57_28 : Escalator Shutters
Pr_30_59_57_29 : Firebreak Shutters
Pr_30_59_57_40 : Insect Screens
Pr_30_59_57_76 : Security Shutters
Pr_30_59_57_77 : Security Window Screens
Pr_30_59_58 : Operable Roof Ventilators
Pr_30_59_58_36 : Heat Control Roof Ventilators
Pr_30_59_58_50 : Manual Control Glazed Roof Ventilators
Pr_30_59_58_80 : Smoke Control Roof Ventilators
Pr_30_59_58_88 : Thermostatic Control Glazed Roof Ventilators
Pr_30_59_59 : Operable Vehicular Barriers
Pr_30_59_59_11 : Cantilevered Sliding Beams
Pr_30_59_59_38 : Height Restrictors
Pr_30_59_59_39 : Horizontal Swing Vehicular Barriers
Pr_30_59_59_72 : Rising Arm Vehicular Barriers
Pr_30_59_59_79 : Sliding Vehicular Barriers
Pr_30_59_60 : Pavement And Floorlight And Venting Products
Pr_30_59_60_32 : Glazed Floorlight Panels
Pr_30_59_60_33 : Glazed Lift-Out Floorlight Access Panel
Pr_30_59_60_34 : Glazed Lift-Out Access Pavement Light Panels
Pr_30_59_60_35 : Glazed Pavement Light Panels
Pr_30_59_60_36 : Glazed Smoke Venting Panels
Pr_30_59_60_57 : Non-Glazed Smoke Venting Panels
Pr_30_59_71 : Refuse And Linen Chute Inlets And Openings
Pr_30_59_71_12 : Chute Automatic Fire Doorsets
Pr_30_59_71_13 : Chute Door Interlocks
Pr_30_59_71_21 : Disposal Chute Discharge Outlets
Pr_30_59_71_22 : Disposal Chute Doorsets
Pr_30_59_71_23 : Disposal Chute Hoppers
Pr_30_59_71_46 : Linen Chute Discharge Outlets
Pr_30_59_71_47 : Linen Chute Doorsets
Pr_30_59_71_48 : Linen Chute Hoppers
Pr_30_59_72_15 : Concrete-Framed Glazed Lift-Out Rooflight Access Panels
Pr_30_59_72_16 : Concrete-Framed Glazed Rooflight Panels
Pr_30_59_72_17 : Continuous Rooflights
Pr_30_59_72_24 : Dormers
Pr_30_59_72_25 : Double Glazed Light Pipe Diffusers
Pr_30_59_72_30 : Factory-Assembled Insulating Rooflights (FAIRs)
Pr_30_59_72_42 : Individual Rooflights
Pr_30_59_72_46 : Lantern Lights
Pr_30_59_72_47 : Light Pipes
Pr_30_59_72_48 : Light Reflectors (motorised)
Pr_30_59_72_57 : Northlights
Pr_30_59_72_77 : Skylights
Pr_30_59_72_94 : Ventilating Light Pipe Diffusers
Pr_30_59_96 : Wall Venting Products
Pr_30_59_96_11 : Cavity Ventilators
Pr_30_59_96_33 : Gas Venting Grilles
Pr_30_59_96_35 : Ground-Level Vent Outlets
Pr_30_59_96_93 : Ventilation Gratings
Pr_30_59_96_96 : Wall Vent Outlets
Pr_30_59_98 : Window Panels
Pr_30_59_98_16 : Concrete-Framed Glazed Security Window Panels
Pr_35 : Covering And Finish Products
Pr_35_31 : Formless Covering And Finish Products
Pr_35_31_05 : Asphalt, Bitumen And Resin Mixtures
Pr_35_31_05_03 : Asphalt Concrete (AC) Base Courses
Pr_35_31_05_04 : Asphalt Concrete (AC) Binder Courses
Pr_35_31_05_05 : Asphalt Concrete (AC) Surface Courses
Pr_35_31_05_07 : Bitumen Coated Chippings
Pr_35_31_05_08 : Bitumen Emulsion And Glass Fibre Sandwich Matrix
Pr_35_31_05_10 : Bonded Grit Surfacings
Pr_35_31_05_19 : Cut-Back And Fluxed Bitumen Binders
Pr_35_31_05_36 : Hard Paving-Grade Bitumens
Pr_35_31_05_37 : Hot-Applied Oxidized Bitumen Coatings
Pr_35_31_05_38 : Hot-Rolled Asphalt (HRA) Base Courses
Pr_35_31_05_39 : Hot-Rolled Asphalt (HRA) Binder Courses
Pr_35_31_05_40 : Hot-Rolled Asphalt (HRA) Surface Courses And Slurries
Pr_35_31_05_42 : Impervious Textured Sports Surfacing
Pr_35_31_05_50 : Mastic Asphalt (MA) Surface Courses
Pr_35_31_05_60 : Paving-Grade Bitumens
Pr_35_31_05_64 : Polyurethane-Bound Ethylene Propylene Diene Monomer (EPDM) Rubber Crumb Surfacings
Pr_35_31_05_65 : Porous Asphalt Concrete (PAC) Surface Courses
Pr_35_31_05_71 : Resin-Bound Mixed Aggregate Surfacings
Pr_35_31_05_72 : Roofing, Tanking And Flooring Mastic Asphalt (MA)
Pr_35_31_05_83 : Stone Mastic Asphalt (SMA) Binder Courses
Pr_35_31_05_84 : Stone Mastic Asphalt (SMA) Regulating Courses
Pr_35_31_05_85 : Stone Mastic Asphalt (SMA) Surface Courses
Pr_35_31_06 : Bedding And Underlay Compounds
Pr_35_31_06_12 : Cementitious Levelling Screed Mixes
Pr_35_31_06_15 : Concrete (granolithic) Wearing Screed Mixes
Pr_35_31_06_28 : Fibre-Reinforced Levelling Screed Mixes
Pr_35_31_06_29 : Fine Concrete Levelling Screed Mixes
Pr_35_31_06_38 : High-Build Floor Coatings
Pr_35_31_06_47 : Lightweight Aggregate Levelling Screed Mixes
Pr_35_31_06_64 : Polymer-Modified Levelling Screed Mixes
Pr_35_31_06_65 : Polymer-Modified Wearing Screed Mixes
Pr_35_31_06_69 : Quick-Drying Levelling Screed Mixes
Pr_35_31_06_72 : Ready-Mixed Self-Smoothing Calcium Sulfate Screeds
Pr_35_31_06_73 : Ready-Mixed Trowelled Calcium Sulfate Screeds
Pr_35_31_06_78 : Self-Smoothing Levelling Screed Mixes
Pr_35_31_06_79 : Self-Smoothing Wearing Screed Mixes
Pr_35_31_06_80 : Smoothing And Levelling Underlay Compounds
Pr_35_31_22 : Decorative Coatings
Pr_35_31_22_02 : Aluminium Paints
Pr_35_31_22_11 : Casein Lime Washes
Pr_35_31_22_12 : Casein Paints
Pr_35_31_22_15 : Concrete Finishing Coats
Pr_35_31_22_16 : Concrete Flash Coats
Pr_35_31_22_17 : Concrete Floor Dyes
Pr_35_31_22_18 : Concrete Stains
Pr_35_31_22_52 : Micaceous Iron Oxide Paints
Pr_35_31_22_54 : Multi-Colour Coatings
Pr_35_31_22_55 : Multi-Colour Finish Spatter Coatings
Pr_35_31_22_58 : Oil-Bound Distempers
Pr_35_31_22_62 : Plant Oil Paints
Pr_35_31_22_64 : Plastic Texture Paints
Pr_35_31_22_72 : Resin-Based Breathable Masonry Paints
Pr_35_31_22_76 : Semi-Transparent Timber Stains And Dyes
Pr_35_31_22_77 : Silicate-Based Masonry Coatings
Pr_35_31_22_78 : Soft Distempers
Pr_35_31_22_79 : Solvent-Based Finishing Coats
Pr_35_31_22_80 : Solvent-Borne Gloss Finishes
Pr_35_31_22_81 : Solvent-Borne Masonry Paints
Pr_35_31_22_82 : Solvent-Borne Matt And Flat Finishes
Pr_35_31_22_83 : Solvent-Borne Mid-Sheen Finishes
Pr_35_31_22_87 : Tallow Lime Washes
Pr_35_31_22_95 : Water-Borne Gloss Finishes
Pr_35_31_22_96 : Water-Borne Masonry Paints
Pr_35_31_22_97 : Water-Borne Matt And Flat Finishes
Pr_35_31_22_98 : Water-Borne Mid-Sheen Finishes
Pr_35_31_64 : Plasters And Renders
Pr_35_31_64_01 : Acrylic Plasters
Pr_35_31_64_02 : Acrylic Renders
Pr_35_31_64_07 : Biocidal Renders
Pr_35_31_64_08 : Bonding Plasters
Pr_35_31_64_09 : Browning Plasters
Pr_35_31_64_12 : Cementitious Renders
Pr_35_31_64_14 : Clay Plasters
Pr_35_31_64_29 : Factory Mixed Plasters
Pr_35_31_64_31 : Fibrous Plasters
Pr_35_31_64_32 : Finish Plasters
Pr_35_31_64_35 : Gypsum Plasters
Pr_35_31_64_42 : Insulating Plasters
Pr_35_31_64_47 : Lime Plasters
Pr_35_31_64_48 : Lime Renders
Pr_35_31_64_64 : Polymer Plasters
Pr_35_31_64_65 : Polymer-Modified Renders
Pr_35_31_64_67 : Projection Plasters
Pr_35_31_64_70 : Render-Grade Resins
Pr_35_31_64_71 : Renovating Plasters
Pr_35_31_64_76 : Scagliola
Pr_35_31_64_77 : Silicone Renders
Pr_35_31_64_80 : Solid Cast Plasters
Pr_35_31_64_84 : Squash Court Plasters
Pr_35_31_64_85 : Stucco
Pr_35_31_64_86 : Synthetic Plasters
Pr_35_31_64_98 : X-Ray Undercoat Plasters
Pr_35_31_64_99 : Zinc Oxychloride Plasters
Pr_35_31_65 : Preparation Materials, Fillers And Stoppers
Pr_35_31_65_01 : Abrasives
Pr_35_31_65_21 : Decoratorâ€™s Caulks
Pr_35_31_65_22 : Decoratorâ€™s Flexible Fillers
Pr_35_31_65_23 : Degreaser Solutions
Pr_35_31_65_24 : Detergent Solutions
Pr_35_31_65_25 : Dusting Powders
Pr_35_31_65_27 : Efflorescence Control Compounds
Pr_35_31_65_28 : End Grain Sealers
Pr_35_31_65_29 : Fine Surface Fillers
Pr_35_31_65_30 : Finishing Compounds
Pr_35_31_65_31 : Fire-Resistant Fillers
Pr_35_31_65_34 : Gypsum-Based Bedding Compounds
Pr_35_31_65_50 : Masonry Stabilizers
Pr_35_31_65_72 : Resin-Based Stoppers
Pr_35_31_65_74 : Rust Removers
Pr_35_31_65_82 : Surface Fillers
Pr_35_31_65_95 : Water-Based Stoppers
Pr_35_31_65_96 : Wax-Based Fillers
Pr_35_31_65_97 : Wetting Agents
Pr_35_31_65_98 : Wood Knotting
Pr_35_31_66 : Preparatory Coatings
Pr_35_31_66_02 : Adhesion Promoters
Pr_35_31_66_03 : Alkali-Resisting Primers
Pr_35_31_66_07 : Basecoat Stains
Pr_35_31_66_08 : Bitumen Primers
Pr_35_31_66_09 : Bonding Coats
Pr_35_31_66_15 : Combined Barrier And Bonding Coats
Pr_35_31_66_16 : Concrete Curing Coatings
Pr_35_31_66_21 : Debonding Compounds
Pr_35_31_66_22 : Dressing Compounds
Pr_35_31_66_26 : Etching Primers
Pr_35_31_66_30 : Floor Covering Primers
Pr_35_31_66_34 : Gilding Basecoats
Pr_35_31_66_50 : Mastic Asphalt (MA) Primers
Pr_35_31_66_51 : Metallic Lead Primers
Pr_35_31_66_52 : Modified Bitumen Primers
Pr_35_31_66_53 : Mordant Solutions
Pr_35_31_66_55 : Multi-Colour Finish Basecoats
Pr_35_31_66_57 : Non-Bituminous Primers
Pr_35_31_66_60 : Paving Primers
Pr_35_31_66_62 : Plaster Primers
Pr_35_31_66_63 : Plasterboard Primers
Pr_35_31_66_67 : Primer-Sealers
Pr_35_31_66_68 : Primer-Undercoats
Pr_35_31_66_70 : Reinforcement Treatments
Pr_35_31_66_71 : Resin Coating Primers
Pr_35_31_66_75 : Sanded Primers
Pr_35_31_66_77 : Sealant Primers
Pr_35_31_66_78 : Slip Plane Bituminous Emulsion Paint Primers
Pr_35_31_66_80 : Solvent-Borne Basecoats
Pr_35_31_66_81 : Solvent-Borne Metal Primers
Pr_35_31_66_82 : Solvent-Borne Undercoats
Pr_35_31_66_83 : Solvent-Borne Timber Primers
Pr_35_31_66_88 : Thinners
Pr_35_31_66_92 : Universal Primers
Pr_35_31_66_94 : Water-Based Acrylic Primers
Pr_35_31_66_95 : Water-Borne Basecoats
Pr_35_31_66_96 : Water-Borne Metal Primers
Pr_35_31_66_97 : Water-Borne Thinned Undercoats
Pr_35_31_66_98 : Water-Borne Timber Primers
Pr_35_31_66_99 : Water-Borne Undercoats
Pr_35_31_67 : Preservative And Fire-Retardant Treatments
Pr_35_31_67_07 : Borate Pellet And Rod Preservatives
Pr_35_31_67_08 : Boron Compound Preservatives
Pr_35_31_67_14 : Clear Flame-Retardant Finishes
Pr_35_31_67_15 : Copper-Organic Preservatives
Pr_35_31_67_24 : Dry Interior Fire-Retardant Solutions
Pr_35_31_67_33 : Glycol-Borne Preservatives
Pr_35_31_67_37 : House Longhorn Beetle Timber Treatments
Pr_35_31_67_39 : Humidity-Resistant Fire-Retardant Solutions
Pr_35_31_67_42 : Interior Fire-Retardant Solutions
Pr_35_31_67_47 : Leach-Resistant Fire-Retardant Solutions
Pr_35_31_67_52 : Micro-Emulsion-Borne Preservatives
Pr_35_31_67_58 : Organic Solvent Preservatives
Pr_35_31_67_59 : Organic Solvent-Borne Preservatives
Pr_35_31_67_88 : Thatch Fire-Preservative Treatments
Pr_35_31_67_89 : Thatch Fire-Retardant Treatments
Pr_35_31_67_96 : Water-Borne Preservatives
Pr_35_31_67_97 : Water-Based Micro-Emulsion Preservatives
Pr_35_31_68 : Protective Coatings
Pr_35_31_68_01 : Acrylic-Based Waterproof Coatings
Pr_35_31_68_02 : Anionic Bitumen Emulsions
Pr_35_31_68_03 : Anodized Coatings
Pr_35_31_68_04 : Anti-Carbonation Coatings
Pr_35_31_68_05 : Anti-Graffiti Coatings
Pr_35_31_68_06 : Barrier Coats
Pr_35_31_68_07 : Bitumen-Based Black Coatings
Pr_35_31_68_09 : Bitumen Emulsion Waterproof Coatings
Pr_35_31_68_10 : Black Bitumen Coatings
Pr_35_31_68_11 : Cationic Bitumen Emulsions
Pr_35_31_68_12 : Cellulose Coatings
Pr_35_31_68_13 : Chrome Plating
Pr_35_31_68_14 : Clear Floor Varnishes
Pr_35_31_68_15 : Clear Varnishes
Pr_35_31_68_16 : Cold-Applied Bitumen Solutions
Pr_35_31_68_17 : Cold-Applied Polymer-Modified Bitumen Waterproof Coatings
Pr_35_31_68_18 : Concrete Polishes
Pr_35_31_68_19 : Copper Plating
Pr_35_31_68_21 : Cork Tile Polyurethane (PUR) Varnishes
Pr_35_31_68_27 : Epoxy Resin Coatings
Pr_35_31_68_28 : Epoxy Underwater Coatings
Pr_35_31_68_29 : Flame-Retardant Coatings
Pr_35_31_68_30 : Floor Coating Resins
Pr_35_31_68_31 : Floor Polishes
Pr_35_31_68_33 : Fungicidal Coatings
Pr_35_31_68_34 : Gold Plating
Pr_35_31_68_36 : Hard Wax Oils
Pr_35_31_68_37 : Heat-Resisting Coatings
Pr_35_31_68_38 : Hot-Applied Polymer-Modified Bitumen Waterproof Coatings
Pr_35_31_68_39 : Hot Dip Galvanized Coatings
Pr_35_31_68_40 : Hygienic Coatings
Pr_35_31_68_43 : Intumescent Protective Coatings
Pr_35_31_68_46 : Lacquers
Pr_35_31_68_47 : Liquid Tanking Resins
Pr_35_31_68_51 : Mastic Asphalt (MA) Polishes
Pr_35_31_68_52 : Membrane Walkway Coatings
Pr_35_31_68_55 : Multi-Colour Finish Glaze Coats
Pr_35_31_68_60 : Patination Oils
Pr_35_31_68_63 : Polyester Resin Waterproof Coatings
Pr_35_31_68_64 : Polyurethane (PUR) Waterproof Coatings
Pr_35_31_68_65 : Polyvinylidene Fluoride (PVDF) Coatings
Pr_35_31_68_66 : Powder Coatings
Pr_35_31_68_74 : Sherardized Coatings
Pr_35_31_68_81 : Solar Reflective Coatings
Pr_35_31_68_84 : Spray-Applied Fireproof Coatings
Pr_35_31_68_85 : Spray-Applied Thermal Insulation
Pr_35_31_68_86 : Surfacing Resins
Pr_35_31_68_87 : Tar-Based Black Coatings
Pr_35_31_68_88 : Thermoplastic Block Copolymer Waterproof Coatings
Pr_35_31_68_96 : Water-Dispersible Polymer Waterproof Coatings
Pr_35_31_68_97 : Water Repellents
Pr_35_31_68_98 : Yacht Varnishes
Pr_35_31_68_99 : Zinc Plating
Pr_35_31_77 : Sealers
Pr_35_31_77_05 : Anti-Graffiti Sealers
Pr_35_31_77_08 : Bitumen-Based Impregnating Sealers
Pr_35_31_77_12 : Cement-Based Screed Surface Sealers
Pr_35_31_77_15 : Concrete Sealers
Pr_35_31_77_16 : Cork Flooring Sealers
Pr_35_31_77_24 : Dry Shake Finish Sealers
Pr_35_31_77_25 : Dustproofing Sealers
Pr_35_31_77_29 : Floor Seals
Pr_35_31_77_30 : Floor Surface Sealers
Pr_35_31_77_42 : Intumescent Coating Sealers
Pr_35_31_77_50 : Mastic Asphalt (MA) Oil-Resistant Sealers
Pr_35_31_77_60 : Paving Sealers And Stabilizers
Pr_35_31_77_72 : Resin Floor Sealers
Pr_35_31_77_76 : Sealers
Pr_35_31_77_84 : Sprayed Monolithic Coating Sealers
Pr_35_31_77_89 : Timber Floor Sealers
Pr_35_31_77_92 : Ultra Violet (UV)-resistant Sealers
Pr_35_31_85 : Specialist Coatings
Pr_35_31_85_02 : Acoustic Chute Coatings
Pr_35_31_85_03 : Anti-Climb Paints
Pr_35_31_85_04 : Anti-Static Carpet Treatments
Pr_35_31_85_24 : Dry Rot Paints
Pr_35_31_85_29 : Fluorescent Paints
Pr_35_31_85_35 : Gilding Leaf
Pr_35_31_85_46 : Light Duty Road Markings
Pr_35_31_85_47 : Line Marking Paints
Pr_35_31_85_48 : Luminous Paints
Pr_35_31_85_62 : Polyurethane (PUR) Rubber Spray Surfaces
Pr_35_31_85_70 : Radiator Enamels
Pr_35_31_85_72 : Reflective Coatings
Pr_35_31_85_78 : Slip Plane Bituminous Emulsion Paints
Pr_35_31_85_80 : Slip-Resistant Surface Treatments
Pr_35_31_85_82 : Surface Hardeners
Pr_35_31_85_90 : Thermoplastic Road Markings
Pr_35_31_85_94 : Vitreous Enamels
Pr_35_31_85_96 : Water-Borne Resin Coatings
Pr_35_31_85_98 : Wearing Surface Dry Shake Material
Pr_35_57 : Non-Rigid Sheet, Mat And Strip Covering And Finish Products
Pr_35_57_11 : Carpets, Carpet Tiles, Underlays And Mats
Pr_35_57_11_05 : Axminster Carpets
Pr_35_57_11_11 : Cellular Plastics Underlays
Pr_35_57_11_13 : Cellular Rubber Underlays
Pr_35_57_11_15 : Combined Fibrous Or Non-Fibrous Underlays
Pr_35_57_11_24 : Dry Felt Paper Interlays
Pr_35_57_11_26 : Entrance Mats
Pr_35_57_11_28 : Ethylene Propylene Diene Monomer (EPDM) Rubber Mats
Pr_35_57_11_29 : Flat Surface Needled Carpet Tiles
Pr_35_57_11_30 : Flat Surface Needled Carpets
Pr_35_57_11_31 : Flocked Carpets
Pr_35_57_11_36 : Hessian-Faced Cork Underlays
Pr_35_57_11_38 : High Voltage Safety Mats
Pr_35_57_11_40 : Impregnated Fibrous Underlays
Pr_35_57_11_45 : Knitted Carpets
Pr_35_57_11_46 : Loose-Laid Cushion Matting
Pr_35_57_11_47 : Loose-Laid Fatigue Matting
Pr_35_57_11_49 : Loose-Laid Matting
Pr_35_57_11_51 : Low Voltage Safety Mats
Pr_35_57_11_56 : Needled Felt Underlays
Pr_35_57_11_57 : Needled Pile Carpet Tiles
Pr_35_57_11_58 : Needled Pile Carpets
Pr_35_57_11_62 : Pile Carpet Tiles
Pr_35_57_11_64 : Pile Carpets
Pr_35_57_11_66 : Polybutyl Teraphthalate (PBT) Bristle Mats
Pr_35_57_11_68 : Polyvinylchloride (PVC) Bristle Mats
Pr_35_57_11_72 : Reed Mats
Pr_35_57_11_74 : Rubber Crumb Underlays
Pr_35_57_11_91 : Tufted Carpets
Pr_35_57_11_97 : Wilton Carpets
Pr_35_57_15 : Composite Surfacing And Underlay Products
Pr_35_57_15_40 : In Situ Polymer Shock Absorption Layers
Pr_35_57_15_42 : Interlocking Shock Absorption Panels
Pr_35_57_15_75 : Sand Enveloped Shock Absorption Layers
Pr_35_57_22 : Decorative Papers And Roll Coverings
Pr_35_57_22_08 : Border Papers
Pr_35_57_22_15 : Cork Roll Coverings
Pr_35_57_22_38 : Heavy Duty Roll Coverings
Pr_35_57_22_42 : Ingrain Roll Coverings
Pr_35_57_22_46 : Linen-Backed Lining Papers
Pr_35_57_22_48 : Lining Papers
Pr_35_57_22_51 : Metal Foil Roll Coverings
Pr_35_57_22_52 : Metallic Effect Roll Coverings
Pr_35_57_22_53 : Metalized Roll Coverings
Pr_35_57_22_54 : Mural Roll Coverings
Pr_35_57_22_58 : Non-Woven Lining Papers
Pr_35_57_22_60 : Paper Roll Coverings
Pr_35_57_22_72 : Relief Roll Coverings
Pr_35_57_22_88 : Textile Roll Coverings
Pr_35_57_22_90 : Textured Effect Roll Coverings
Pr_35_57_22_95 : Vinyl Roll Coverings
Pr_35_57_51 : Membranes, Liners, Flexible Sheets And Fabrics
Pr_35_57_51_08 : Bitumen Sheets
Pr_35_57_51_11 : Carborundum Slip-Resistant Papers
Pr_35_57_51_15 : Cotton Canvas Tensile Fabrics
Pr_35_57_51_28 : Expanded Polytetrafluoroethylene (ePTFE) Tensile Fabrics
Pr_35_57_51_42 : Integrated Flexible Photovoltaic (PV) Module Membranes
Pr_35_57_51_51 : Membrane Walkways
Pr_35_57_51_52 : Metallized Plastics Window Films
Pr_35_57_51_53 : Modified Acrylic Fabrics
Pr_35_57_51_60 : Pitch Polymer Membranes
Pr_35_57_51_61 : Plant And Natural Fibre Linings
Pr_35_57_51_62 : Plastics Window Films
Pr_35_57_51_63 : Polyamide Plastics Sheets
Pr_35_57_51_64 : Polyester (PET) Coated Fabrics
Pr_35_57_51_65 : Polyester (PET) Tensile Fabrics
Pr_35_57_51_66 : Polyethylene (PE) Sheets
Pr_35_57_51_67 : Polymeric Roofing Membranes
Pr_35_57_51_68 : Polypropylene (PP) Membranes
Pr_35_57_51_69 : Polytetrafluoroethylene (PTFE) Tensile Fabrics
Pr_35_57_51_70 : Reinforced Bitumen Membrane Capsheets
Pr_35_57_51_71 : Reinforced Bitumen Membrane Perforated Underlays
Pr_35_57_51_72 : Reinforced Bitumen Membrane Underlays
Pr_35_57_51_76 : Self-Adhesive Bitumen Sheets
Pr_35_57_51_79 : Slip-Resistant Sheets And Strips
Pr_35_57_51_80 : Solar Glass-Weave Tensile Fabrics
Pr_35_57_51_84 : Stretch Fabric Membranes
Pr_35_57_51_85 : Suspended Fabric Panels
Pr_35_57_51_92 : Uncoated Polytetrafluoroethylene (PTFE) Fabrics
Pr_35_57_51_93 : Unplasticized Polyvinylchloride (PVC-U) Sheets
Pr_35_57_71 : Resilient Floor Coverings
Pr_35_57_71_02 : Agglomerated Composition Cork Tiles
Pr_35_57_71_04 : Agglomerated Composition Cork Tiles With Polyvinylchloride (PVC) Wearing Layer
Pr_35_57_71_13 : Composite Rubber Tiles
Pr_35_57_71_15 : Cork Linoleum (cork Carpet) Sheets
Pr_35_57_71_17 : Cork-Backed Linoleum Sheets
Pr_35_57_71_19 : Cork-Backed Polyvinylchloride (PVC) Sheets
Pr_35_57_71_20 : Cork-Backed Polyvinylchloride (PVC) Tiles
Pr_35_57_71_25 : Ethylene Propylene Diene Monomer (EPDM) Rubber Tiles
Pr_35_57_71_26 : Expanded (cushioned) Polyvinylchloride (PVC) Sheets
Pr_35_57_71_27 : Expanded (cushioned) Polyvinylchloride (PVC) Tiles
Pr_35_57_71_28 : Filled Fibrous-Backed Polyvinylchloride (PVC) Sheets
Pr_35_57_71_29 : Flow Applied Flooring
Pr_35_57_71_31 : Foam-Backed Linoleum Sheets
Pr_35_57_71_32 : Foam-Backed Smooth Rubber Sheets
Pr_35_57_71_33 : Granular Rubber Sheets
Pr_35_57_71_35 : Granular Rubber Tiles
Pr_35_57_71_36 : Hammered Rubber Tiles
Pr_35_57_71_38 : Heavy Duty Flow-Applied Flooring
Pr_35_57_71_43 : Jute Or Polyester Felt-Backed Polyvinylchloride (PVC) Sheets
Pr_35_57_71_44 : Jute Or Polyester Felt-Backed Polyvinylchloride (PVC) Tiles
Pr_35_57_71_46 : Linoleum Sheets
Pr_35_57_71_49 : Linoleum Tiles
Pr_35_57_71_61 : Particle-Based Enhanced Slip Resistant Polyvinylchloride (PVC) Sheets
Pr_35_57_71_62 : Particle-Based Enhanced Slip Resistant Polyvinylchloride (PVC) Tiles
Pr_35_57_71_64 : Polyvinylchloride (PVC) Foam-Backed Pvc Sheets
Pr_35_57_71_65 : Polyvinylchloride (PVC) Foam-Backed Pvc Tiles
Pr_35_57_71_67 : Polyvinylchloride (PVC) Sheets
Pr_35_57_71_68 : Polyvinylchloride (PVC) Tiles
Pr_35_57_71_72 : Relief Rubber Sheets
Pr_35_57_71_74 : Relief Rubber Tiles
Pr_35_57_71_76 : Semi-Flexible Polyvinylchloride (PVC) Tiles
Pr_35_57_71_80 : Smooth Rubber Sheets
Pr_35_57_71_84 : Smooth Rubber Tiles
Pr_35_57_71_86 : Solid Rubber Sheets
Pr_35_57_88 : Textiles
Pr_35_57_88_16 : Cotton Textiles
Pr_35_57_88_46 : Linen Textiles
Pr_35_57_88_97 : Woollen Textiles
Pr_35_57_88_98 : Wool-Nylon Textiles
Pr_35_90 : Trim Products
Pr_35_90_07 : Beads, Stops And Fillets
Pr_35_90_07_04 : Angle Fillets
Pr_35_90_07_08 : Bitumen Impregnated Fibreboard Fillets
Pr_35_90_07_12 : Ceramic Tile Angle Beads
Pr_35_90_07_24 : Dry Lining Beads
Pr_35_90_07_33 : Glazing Beads
Pr_35_90_07_36 : Hardwood Fillets
Pr_35_90_07_47 : Lead Came
Pr_35_90_07_63 : Plaster Beads
Pr_35_90_07_72 : Render Beads
Pr_35_90_07_73 : Render Stops
Pr_35_90_07_88 : Thin-Coat Plaster Beads
Pr_35_90_15 : Concrete Construction Joint Accessories
Pr_35_90_15_08 : Bottom-Of-Slab Plastics Crack Inducers
Pr_35_90_15_11 : Carbon Steel Arris Armourings
Pr_35_90_15_12 : Carbon Steel Shear Load Connectors
Pr_35_90_15_13 : Carbon Steel Strip Crack Inducers
Pr_35_90_15_14 : Centrally-Placed Rubber Flexible Waterstops
Pr_35_90_15_15 : Centrally-Placed Polyvinylchloride (PVC) Elastomer Flexible Waterstops
Pr_35_90_15_16 : Centrally-Placed Unplasticized Polyvinylchloride (PVC-U) Flexible Waterstops
Pr_35_90_15_37 : Headed Stud Shear Connectors
Pr_35_90_15_42 : Injectable Hose Waterstops
Pr_35_90_15_63 : Plastics Strip Crack Inducers
Pr_35_90_15_74 : Rubber Hydrophilic Waterstops
Pr_35_90_15_77 : Shrinkage Tube Crack Inducers
Pr_35_90_15_82 : Stainless Steel Arris Armourings
Pr_35_90_15_83 : Stainless Steel Shear Load Connectors
Pr_35_90_15_84 : Stainless Steel Strip Crack Inducers
Pr_35_90_15_85 : Surface Mounted Polyvinylchloride (PVC) Flexible Waterstops
Pr_35_90_15_86 : Synthetic Elastomer Hydrophilic Waterstops
Pr_35_90_22 : Dividing And Edge Strips
Pr_35_90_22_36 : Hardwood Edgings
Pr_35_90_22_51 : Metal Angle Edgings
Pr_35_90_22_52 : Metal Edgings
Pr_35_90_22_63 : Plastics Edgings
Pr_35_90_22_66 : Preformed Tiling Strip Joints
Pr_35_90_22_72 : Recycled Plastics Edgings
Pr_35_90_22_80 : Softwood Edgings
Pr_35_90_27 : Expansion Joints
Pr_35_90_27_11 : Chloroprene And Aluminium Expansion Joints
Pr_35_90_27_12 : Chloroprene And Copper Expansion Joints
Pr_35_90_27_13 : Chloroprene And Lead Expansion Joints
Pr_35_90_27_14 : Chloroprene And Stainless Steel Expansion Joints
Pr_35_90_27_15 : Chloroprene And Zinc Expansion Joints
Pr_35_90_28 : Exterior Trims And Sills
Pr_35_90_28_02 : Aluminium Sills
Pr_35_90_28_04 : Anti-Climb Security Devices
Pr_35_90_28_11 : Carbon Steel Sills
Pr_35_90_28_15 : Cover Caps
Pr_35_90_28_23 : Double Skin Glass-Reinforced Plastics (GRP) Components
Pr_35_90_28_28 : External Extension Sills
Pr_35_90_28_32 : Glass-Reinforced Plastics (GRP) Faï¿½Ssade Components
Pr_35_90_28_33 : Glass-Reinforced Plastics (GRP) Roof Components
Pr_35_90_28_36 : Hardwood Copings
Pr_35_90_28_38 : Hardwood Finishing Trims
Pr_35_90_28_39 : Hardwood Trim Boards
Pr_35_90_28_50 : Membrane Standing Seam Profiles
Pr_35_90_28_51 : Metal Drip Trims
Pr_35_90_28_52 : Metal Finishing Trims
Pr_35_90_28_62 : Plastics And Composite Material Trim Boards
Pr_35_90_28_64 : Polyvinylchloride (PVC) Standing Seam Profiles
Pr_35_90_28_72 : Roof Membrane Perimeter Trims
Pr_35_90_28_76 : Single Skin Ribbed Glass-Reinforced Plastics (GRP) Components
Pr_35_90_28_79 : Softwood Copings
Pr_35_90_28_80 : Softwood Edgings
Pr_35_90_28_81 : Softwood Finishing Trims
Pr_35_90_28_82 : Softwood Trim Boards
Pr_35_90_28_84 : Stainless Steel Undersills
Pr_35_90_28_85 : Stainless Steel Sills
Pr_35_90_28_92 : Unplasticized Polyvinylchloride (PVC-U) Finishing Trims
Pr_35_90_28_93 : Unplasticized Polyvinylchloride (PVC-U) Sills
Pr_35_90_30 : Flashings And Aprons
Pr_35_90_30_01 : Aluminium Flashings And Aprons
Pr_35_90_30_08 : Bitumen-Based Flashings And Aprons
Pr_35_90_30_15 : Copper Flashings And Aprons
Pr_35_90_30_34 : Glass-Reinforced Plastics (GRP) Flashings And Aprons
Pr_35_90_30_46 : Lead Flashings And Aprons
Pr_35_90_30_64 : Polyethylene (PE)-based Flashings And Aprons
Pr_35_90_30_72 : Recycled Plastics Flashings And Aprons
Pr_35_90_30_83 : Stainless Steel Flashings And Aprons
Pr_35_90_30_99 : Zinc Flashings And Aprons
Pr_35_90_31 : Floor And Stair Trims
Pr_35_90_31_11 : Carpet Gripper Strips
Pr_35_90_31_27 : Flexible Polyvinylchloride (PVC) Stair Nosings
Pr_35_90_31_28 : Floor Construction Joint Trims
Pr_35_90_31_29 : Floor Cover Strips
Pr_35_90_31_30 : Floor Dividing Strips
Pr_35_90_31_31 : Floor Edge Trims
Pr_35_90_31_32 : Floor Edging Strips
Pr_35_90_31_33 : Floor Threshold Strips
Pr_35_90_31_36 : Hardwood Floor Threshold Strips
Pr_35_90_31_37 : Hardwood Stair Trims
Pr_35_90_31_50 : Mat Well Frames
Pr_35_90_31_58 : One Part Floor Transition Strips
Pr_35_90_31_66 : Preformed Strip Joints To Screeds
Pr_35_90_31_70 : Radiator Pipe Floor Covers
Pr_35_90_31_71 : Raised Access Floor Level-Change Trims
Pr_35_90_31_72 : Raised Access Floor Vertical Edging Panels
Pr_35_90_31_73 : Render-Grade Resin Coves
Pr_35_90_31_74 : Rigid Stair Nosings
Pr_35_90_31_75 : Rubber Composite Stair Nosing Inserts
Pr_35_90_31_83 : Stair Rods
Pr_35_90_31_84 : Stair Trims
Pr_35_90_31_90 : Two-Part Floor Transition Strips
Pr_35_90_31_95 : Wearing Screed Sawn-Joint Sealing Strips
Pr_35_90_31_96 : Wood-Based Floor Threshold Strips
Pr_35_90_31_97 : Wood-Based Floor Transition Strips
Pr_35_90_33 : Gaskets, Weatherstrips And Baffles
Pr_35_90_33_12 : Cellular Rubber Gaskets
Pr_35_90_33_20 : Curtain Walls Glazing And Panel Gaskets
Pr_35_90_33_22 : Door And Window Weatherstrips And Seals
Pr_35_90_33_23 : Door Threshold Weatherstrips And Seals
Pr_35_90_33_25 : Duct Gaskets
Pr_35_90_33_26 : Ethylene Propylene Diene Monomer (EPDM) Rubber Section Glazing Trims
Pr_35_90_33_28 : Extruded Polyvinylchloride (PVC) Glazing Gaskets
Pr_35_90_33_34 : Glass-Reinforced Plastics (GRP) Cladding Neoprene Gaskets
Pr_35_90_33_56 : Neoprene Baffles
Pr_35_90_33_57 : Non-Cellular Rubber Gaskets
Pr_35_90_33_66 : Pre-Formed Butyl Strip Glazing Trims
Pr_35_90_33_77 : Single-Sided Glazing Gaskets
Pr_35_90_33_86 : Synthetic Rubber Glazing Gaskets
Pr_35_90_33_97 : Weatherstripping
Pr_35_90_33_99 : Zipper Gaskets
Pr_35_90_43 : Interior Wall And Ceiling Trims
Pr_35_90_43_02 : Aluminium Skirtings
Pr_35_90_43_03 : Angle Trims
Pr_35_90_43_04 : Arrises
Pr_35_90_43_12 : Ceiling Perimeter Trims
Pr_35_90_43_13 : Column Guards
Pr_35_90_43_14 : Cork Cove Skirtings
Pr_35_90_43_15 : Corner Guards
Pr_35_90_43_16 : Cover Strips
Pr_35_90_43_17 : Coves
Pr_35_90_43_21 : Edge Battens
Pr_35_90_43_22 : Edge Trims
Pr_35_90_43_27 : Epoxy-Based Castings
Pr_35_90_43_29 : Fibrous Plaster Mouldings
Pr_35_90_43_30 : Fire-Insulating Caps
Pr_35_90_43_32 : Hardwood Architraves
Pr_35_90_43_33 : Hardwood Backboards
Pr_35_90_43_34 : Hardwood Cover Strips
Pr_35_90_43_35 : Hardwood Dado Rails
Pr_35_90_43_36 : Hardwood Edge Trims
Pr_35_90_43_37 : Hardwood Lining Boards
Pr_35_90_43_38 : Hardwood Mouldings And Trims
Pr_35_90_43_39 : Hardwood Mounting Battens
Pr_35_90_43_40 : Hardwood Picture Rails
Pr_35_90_43_41 : Hardwood Protection Rails
Pr_35_90_43_42 : Hardwood Skirtings
Pr_35_90_43_47 : Lighting Cornices
Pr_35_90_43_48 : Medium Density Fibreboard (MDF) Architraves
Pr_35_90_43_49 : Medium Density Fibreboard (MDF) Backboards
Pr_35_90_43_50 : Medium Density Fibreboard (MDF) Cover Strips
Pr_35_90_43_51 : Medium Density Fibreboard (MDF) Dado Rails
Pr_35_90_43_52 : Medium Density Fibreboard (MDF) Edge Trims
Pr_35_90_43_53 : Medium Density Fibreboard (MDF) Lining Boards
Pr_35_90_43_54 : Medium Density Fibreboard (MDF) Mouldings And Trims
Pr_35_90_43_55 : Medium Density Fibreboard (MDF) Mounting Battens
Pr_35_90_43_56 : Medium Density Fibreboard (MDF) Picture Rails
Pr_35_90_43_57 : Medium Density Fibreboard (MDF) Protection Rails
Pr_35_90_43_58 : Medium Density Fibreboard (MDF) Skirtings
Pr_35_90_43_59 : Panel Partition Closer Pieces
Pr_35_90_43_60 : Pilasters
Pr_35_90_43_61 : Plaster Cornices
Pr_35_90_43_62 : Plastics Skirtings
Pr_35_90_43_64 : Polyvinylchloride (PVC) Cove Skirtings
Pr_35_90_43_66 : Preformed Casings
Pr_35_90_43_70 : Radiator Guards
Pr_35_90_43_74 : Rubber Cove Skirtings
Pr_35_90_43_75 : Softwood Architraves
Pr_35_90_43_76 : Softwood Backboards
Pr_35_90_43_77 : Softwood Cover Strips
Pr_35_90_43_78 : Softwood Dado Rails
Pr_35_90_43_79 : Softwood Edge Trims
Pr_35_90_43_80 : Softwood Lining Boards
Pr_35_90_43_81 : Softwood Mouldings And Trims
Pr_35_90_43_82 : Softwood Mounting Battens
Pr_35_90_43_83 : Softwood Picture Rails
Pr_35_90_43_84 : Softwood Protection Rails
Pr_35_90_43_85 : Softwood Skirtings
Pr_35_90_43_86 : Solid Cast Plaster Mouldings
Pr_35_90_43_87 : Solvent-Based Castings
Pr_35_90_43_88 : Stainless Steel Skirtings
Pr_35_90_43_96 : Wall Protection Panels
Pr_35_90_50 : Masonry Walling Ancillary Products
Pr_35_90_50_03 : Airbricks
Pr_35_90_50_62 : Perpend Joint Plastics Cavity Ventilators
Pr_35_90_50_63 : Perpend Joint Plastics Weep Holes
Pr_35_90_50_64 : Plastics Cavity Closers
Pr_35_90_50_88 : Tile Creasings
Pr_35_90_53 : Movement Joints
Pr_35_90_53_11 : Cast-In Screed Movement Joints
Pr_35_90_53_30 : Fibre Cement Movement Joints
Pr_35_90_53_42 : Insulated Render System Construction And Movement Joints
Pr_35_90_53_50 : Mastic Asphalt (MA) Movement Joints
Pr_35_90_53_52 : Metal Movement Joint Edging Angles
Pr_35_90_53_53 : Metal Section Movement Joints
Pr_35_90_53_54 : Minor Flat Roofing Movement Joints
Pr_35_90_53_72 : Resin Flooring Strip Movement Joints
Pr_35_90_53_85 : Sprayed Monolithic Coating Movement Joints
Pr_35_90_53_86 : Strip Movement Joints
Pr_35_90_53_88 : Timber Flooring Movement Joints
Pr_35_90_53_93 : Unplasticized Polyvinylchloride (PVC-U) External Render And Plaster Movement Joints
Pr_35_90_60 : Paving Studs And Inserts
Pr_35_90_60_22 : Demarcation Inserts
Pr_35_90_60_71 : Retroreflecting Road Studs
Pr_35_90_60_77 : Skateboard Deterrent Studs
Pr_35_90_60_78 : Slip Resistant Cast Inserts
Pr_35_90_60_79 : Slip Resistant Rebate Inserts
Pr_35_90_60_87 : Tactile Paving Studs
Pr_35_90_87 : Tapes, Strips And Profile Fillers
Pr_35_90_87_01 : Acrylic Adhesive Fixing Tapes
Pr_35_90_87_02 : Aluminium Conductor Tapes
Pr_35_90_87_03 : Aluminium Foil Tapes
Pr_35_90_87_07 : Butyl Rubber Adhesive Tapes
Pr_35_90_87_08 : Butyl Rubber Preformed Strips
Pr_35_90_87_09 : Butyl Rubber Sealant Tapes
Pr_35_90_87_10 : Butyl Rubber Fleece Tapes
Pr_35_90_87_15 : Copper Conductor Tapes
Pr_35_90_87_23 : Double-Sided Tape Damp-Proof Course Joint Sealers
Pr_35_90_87_25 : Ethylene Propylene Diene Monomer (EPDM)-coated Expanded Polyethylene (PE) Foam Profile Fillers
Pr_35_90_87_26 : Expanded Polyethylene (PE) Foam Profile Fillers
Pr_35_90_87_27 : Expanded Polyethylene (PE) Foam Strips
Pr_35_90_87_28 : Expanded Polystyrene (EPS) Foam Strips
Pr_35_90_87_30 : Fire-Resistant Glazing Tapes
Pr_35_90_87_31 : Flash Tapes
Pr_35_90_87_34 : Glass Fibre Mesh Repair Tapes
Pr_35_90_87_37 : Heat-Bonded Carpet Tapes
Pr_35_90_87_41 : Intumescent Tapes
Pr_35_90_87_42 : Isolating Tapes
Pr_35_90_87_52 : Metal Strip Reinforced Paper Tapes
Pr_35_90_87_54 : Mineral Fibre Profile Fillers
Pr_35_90_87_56 : Non-Impregnated Foam Glazing Tapes
Pr_35_90_87_60 : Paper Jointing Tapes
Pr_35_90_87_64 : Polyethylene (PE) Debonding Tapes
Pr_35_90_87_66 : Polytetrafluoroethylene (PTFE) Tapes
Pr_35_90_87_67 : Pre-Formed Butyl Shim Glazing Tapes
Pr_35_90_87_72 : Retroreflective Self-Adhesive Tapes
Pr_35_90_87_77 : Self-Adhesive Bitumen Tapes
Pr_35_90_87_78 : Self-Adhesive Sports Marking Tapes
Pr_35_90_87_84 : Structural Glazing Tapes
Pr_35_90_87_85 : Synthetic Closed Cell Foam Rubber Profile Fillers
Pr_35_90_87_86 : Synthetic Rubber Strips
Pr_35_90_87_91 : Underground Cable Marker Tapes
Pr_35_90_87_96 : Warning Marker Tapes
Pr_35_90_87_97 : Water Polo Field Marking Lines
Pr_35_90_87_98 : Woven Glass Fibre Fabric Strips
Pr_35_90_93 : Unit Roofing Fittings
Pr_35_90_93_07 : Bitumen Membrane Shingle Cappings
Pr_35_90_93_10 : Clay Tile Coursing Fittings
Pr_35_90_93_11 : Clay Tile Hip Fittings
Pr_35_90_93_12 : Clay Tile Ornamental Fittings
Pr_35_90_93_13 : Clay Tile Ridge Fittings
Pr_35_90_93_14 : Clay Tile Roof Slope Ventilation Fittings
Pr_35_90_93_15 : Clay Tile Valley Fittings
Pr_35_90_93_16 : Clay Tile Verge Fittings
Pr_35_90_93_17 : Concrete Tile Coursing Fittings
Pr_35_90_93_18 : Concrete Tile Hip Fittings
Pr_35_90_93_19 : Concrete Tile Ornamental Fittings
Pr_35_90_93_20 : Concrete Tile Ridge Fittings
Pr_35_90_93_21 : Concrete Tile Roof Slope Ventilation Fittings
Pr_35_90_93_22 : Concrete Tile Valley Fittings
Pr_35_90_93_23 : Concrete Tile Verge Fittings
Pr_35_90_93_28 : Fibre-Cement Slate Coursing Fittings
Pr_35_90_93_29 : Fibre-Cement Slate Hip Fittings
Pr_35_90_93_30 : Fibre-Cement Slate Ridge Fittings
Pr_35_90_93_31 : Fibre-Cement Slate Roof Slope Ventilation Fittings
Pr_35_90_93_32 : Fibre-Cement Slate Verge Fittings
Pr_35_90_93_36 : Hardwood Shake Fittings
Pr_35_90_93_37 : Hardwood Shingle Fittings
Pr_35_90_93_38 : Hardwood Shingle Pattern Fittings
Pr_35_90_93_51 : Metal Tile Hip Fittings
Pr_35_90_93_52 : Metal Tile Ridge Fittings
Pr_35_90_93_53 : Metal Tile Verge Fittings
Pr_35_90_93_71 : Reconstituted Slate Coursing Fittings
Pr_35_90_93_72 : Reconstituted Slate Roof Slope Ventilation Fittings
Pr_35_90_93_79 : Slate Coursing Fittings
Pr_35_90_93_80 : Softwood Shake Fittings
Pr_35_90_93_81 : Softwood Shingle Fittings
Pr_35_90_93_82 : Softwood Shingle Pattern Fittings
Pr_35_93 : Unit Covering And Finish Products
Pr_35_93_96 : Wall And Floor Tile Units
Pr_35_93_96_11 : Cast Stone Wall And Floor Slabs
Pr_35_93_96_12 : Cast Stone Tiles
Pr_35_93_96_13 : Ceramic Tile Borders
Pr_35_93_96_14 : Ceramic Tile Cove Skirtings
Pr_35_93_96_15 : Ceramic Tile Floor Channels
Pr_35_93_96_16 : Ceramic Tile Round Edges
Pr_35_93_96_17 : Ceramic Tile Sit-On Skirtings
Pr_35_93_96_18 : Ceramic Tile Step Treads
Pr_35_93_96_19 : Ceramic Tiles
Pr_35_93_96_20 : Concrete Tiles
Pr_35_93_96_51 : Metal Tiles
Pr_35_93_96_53 : Mosaic Tiles
Pr_35_93_96_66 : Quarry Tile Borders
Pr_35_93_96_67 : Quarry Tile Cove Skirtings
Pr_35_93_96_68 : Quarry Tile Floor Channels
Pr_35_93_96_69 : Quarry Tile Round Edges
Pr_35_93_96_70 : Quarry Tile Sit-On Skirtings
Pr_35_93_96_71 : Quarry Tile Step Treads
Pr_35_93_96_72 : Quarry Tiles
Pr_35_93_96_85 : Stone Wall And Floor Slabs
Pr_35_93_96_86 : Stone Tiles
Pr_35_93_96_88 : Terrazzo Slabs
Pr_35_93_96_89 : Terrazzo Tile Skirtings
Pr_35_93_96_90 : Terrazzo Tiles
Pr_35_93_96_92 : Tile Spacers
Pr_35_93_97 : Wood Block Units
Pr_35_93_97_15 : Composition Hardwood Blocks
Pr_35_93_97_16 : Composition Softwood Blocks
Pr_35_93_97_36 : Hardwood Blocks
Pr_35_93_97_37 : Hardwood Mosaic Panels
Pr_35_93_97_81 : Softwood Blocks
Pr_35_93_97_82 : Softwood Mosaic Panels
Pr_40 : Signage And Fittings, Furnishings And Equipment (FFandE) Products
Pr_40_10 : Signage Products
Pr_40_10_57 : Notices, Identification And Labels
Pr_40_10_57_02 : Adhesive Colour Pipe Bands
Pr_40_10_57_10 : Burnt Clay Warning Marker Tiles
Pr_40_10_57_15 : Concrete Warning Marker Tiles
Pr_40_10_57_24 : Electrical Diagrams
Pr_40_10_57_26 : Engraved Mechanical Plant And Equipment Identification Labels
Pr_40_10_57_27 : Engraved Valve Charts And Schematics
Pr_40_10_57_28 : Engraved Valve Identification Labels
Pr_40_10_57_29 : Equipment Labels And Warning Notices
Pr_40_10_57_32 : Fire Hydrant Indicator Plates
Pr_40_10_57_40 : Inclined Stair Lift Notices
Pr_40_10_57_52 : Metal Ductwork Labels
Pr_40_10_57_56 : Nail Identification Washers
Pr_40_10_57_60 : Paper Valve Charts And Schematics
Pr_40_10_57_62 : Photoluminescent Low Mounted Way-Guidance Lighting
Pr_40_10_57_63 : Plants Delivery Labels
Pr_40_10_57_64 : Plants Permanent Labels
Pr_40_10_77_64 : Platform Lift Signs
Pr_40_10_57_65 : Plastics Ductwork Labels
Pr_40_10_57_66 : Plastics Warning Marker Boards
Pr_40_10_57_67 : Platform Lift Notices
Pr_40_10_57_76 : Screen-Printed Mechanical Plant And Equipment Identification Labels
Pr_40_10_57_77 : Screen-Printed Valve Identification Labels
Pr_40_10_57_78 : Self-Adhesive Plastics Ductwork Labels And Transfers
Pr_40_10_57_88 : Telecommunications Equipment And Outlets Labels
Pr_40_10_57_98 : Water Fire Fighting System Identification And Labels
Pr_40_10_77 : Signs And Markers
Pr_40_10_77_02 : 'A' Boards
Pr_40_10_77_04 : Alpha Numeric Characters
Pr_40_10_77_05 : Applied Glazing Details
Pr_40_10_77_06 : Banner Signs
Pr_40_10_77_08 : Braille Signs
Pr_40_10_77_11 : Cabinet Signs
Pr_40_10_77_12 : Catâ€™s Eyes
Pr_40_10_77_22 : Designation Signs
Pr_40_10_77_24 : Directory Signs
Pr_40_10_77_28 : Externally Illuminated Emergency Exit Signs
Pr_40_10_77_29 : Fencing Safety Reflectors
Pr_40_10_77_30 : Finger Signs
Pr_40_10_77_31 : Fire Equipment Signs
Pr_40_10_77_32 : Fire Escape Route Signs
Pr_40_10_77_33 : Fixed Signs
Pr_40_10_77_36 : Hazard Signs
Pr_40_10_77_38 : Hoarding Signs
Pr_40_10_77_42 : Individual Letter Signs
Pr_40_10_77_43 : Induction Loop System Signs
Pr_40_10_77_46 : Ladder Signs
Pr_40_10_77_50 : Mandatory Action Signs
Pr_40_10_77_51 : Mandatory Signs
Pr_40_10_77_52 : Monolith Signs
Pr_40_10_77_53 : Moving Signs
Pr_40_10_77_62 : Photoluminescent Emergency Signs
Pr_40_10_77_63 : Plaques
Pr_40_10_77_66 : Prohibition Signs
Pr_40_10_77_69 : Public Access Stair Lift Signs
Pr_40_10_77_72 : Road Traffic Signs
Pr_40_10_77_75 : Safe Condition Signs
Pr_40_10_77_76 : Safety Signs
Pr_40_10_77_77 : Signboards
Pr_40_10_77_79 : Sliding Cover Signs
Pr_40_10_77_84 : Street Sign Plates
Pr_40_10_77_85 : Street Signs
Pr_40_10_77_86 : Surveillance System Signs
Pr_40_10_77_94 : Verge Markers
Pr_40_10_77_96 : Warning Markers
Pr_40_10_77_98 : Warning Signs
Pr_40_30 : Fittings
Pr_40_30_04 : Animal Housing
Pr_40_30_04_02 : Animal Feeding Stations
Pr_40_30_04_06 : Bat Boxes
Pr_40_30_04_07 : Bird Baths
Pr_40_30_04_08 : Bird Boxes
Pr_40_30_04_09 : Bird Roosts
Pr_40_30_04_15 : Columbaria
Pr_40_30_04_24 : Dog Kennels
Pr_40_30_04_25 : Dovecotes
Pr_40_30_04_41 : Insect Houses
Pr_40_30_04_50 : Mammal Houses
Pr_40_30_04_56 : Nesting Baskets
Pr_40_30_04_57 : Nest Poles And Platforms
Pr_40_30_06 : Bathing Fittings
Pr_40_30_06_02 : Accessible Baths
Pr_40_30_06_08 : Baths
Pr_40_30_06_11 : Bidets
Pr_40_30_06_36 : Health Care General Baths
Pr_40_30_06_38 : Hospital Pattern Bidets
Pr_40_30_06_75 : Sauna Room Packages
Pr_40_30_06_78 : Shower Enclosure Packages
Pr_40_30_06_79 : Shower Enclosures
Pr_40_30_06_84 : Shower Trays
Pr_40_30_06_85 : Steam Cabinet Packages
Pr_40_30_06_86 : Steam Room Packages
Pr_40_30_06_99 : Whirlpool Baths
Pr_40_30_20 : Cycle Stands And Lockers
Pr_40_30_20_12 : Ceiling-Mounted Cycle Supports
Pr_40_30_20_20 : Cycle Lockers
Pr_40_30_20_35 : Ground-Mounted Cycle Stands
Pr_40_30_20_96 : Wall-Mounted Cycle Stands
Pr_40_30_21_18 : Counter Tops
Pr_40_30_21_22 : Dishwasher Inlet Tables
Pr_40_30_21_23 : Dishwasher Outlet Tables
Pr_40_30_21_32 : Food Preparation Worktops
Pr_40_30_21_47 : Laboratory Work Benches
Pr_40_30_21_62 : Picnic Tables
Pr_40_30_21_78 : School Art, Design And Technology Work Benches
Pr_40_30_21_79 : Servery Counters
Pr_40_30_21_80 : Sink Tables
Pr_40_30_21_86 : Street And Site Tables
Pr_40_30_22 : Deterrents And Traps
Pr_40_30_22_02 : Animal Deterrents
Pr_40_30_22_05 : Bird Bait Stations
Pr_40_30_22_06 : Bird Deterrent Spikes
Pr_40_30_22_11 : Cage Traps
Pr_40_30_22_14 : Coiled Wire Bird Deterrents
Pr_40_30_22_22 : Decoy Predators
Pr_40_30_22_26 : Electric Pulse Tactile/Track Bird Deterrents
Pr_40_30_22_30 : Flight Diverters
Pr_40_30_22_31 : Frond Bird Deterrents
Pr_40_30_22_34 : Guard Barriers
Pr_40_30_22_38 : Humane Traps
Pr_40_30_22_40 : Inclined Surface Bird Deterrents
Pr_40_30_22_46 : Laser Bird Repellers
Pr_40_30_22_48 : Low Tension Wire Bird (gull) Deterrents
Pr_40_30_22_56 : Non-Toxic Rat And Mouse Baits
Pr_40_30_22_60 : Pheromone Traps
Pr_40_30_22_64 : Powered Traps
Pr_40_30_22_66 : Powered Ultraviolet Light Traps
Pr_40_30_22_76 : Scare Eyes
Pr_40_30_22_80 : Sonic Bird Deterrents
Pr_40_30_22_82 : Spring Traps
Pr_40_30_22_84 : Sprung Tension Wire Bird Deterrents
Pr_40_30_22_87 : Tactile Gels And Liquids Deterrents
Pr_40_30_22_89 : Taste And Scent Bird Deterrents
Pr_40_30_22_92 : Ultrasonic Rodent Repellers
Pr_40_30_22_95 : Vision Disturbance Bird Deterrents
Pr_40_30_22_96 : Visual Threat Bird Deterrents
Pr_40_30_25 : Display And Presentation Fittings And Equipment
Pr_40_30_25_04 : Audio Visual Furniture
Pr_40_30_25_07 : Blackboards
Pr_40_30_25_22 : Demountable Podia And Staging
Pr_40_30_25_30 : Freestanding Screens
Pr_40_30_25_42 : Interactive Whiteboards
Pr_40_30_25_50 : Magnetic Boards
Pr_40_30_25_55 : Multimedia Screens
Pr_40_30_25_58 : Notice Boards
Pr_40_30_25_64 : Pin Boards
Pr_40_30_25_66 : Presentation Lecterns
Pr_40_30_25_67 : Projection Screens
Pr_40_30_25_88 : Teaching Walls
Pr_40_30_25_96 : Whiteboards
Pr_40_30_26 : Drying Lines
Pr_40_30_26_09 : Bathroom Clothes Drying Lines
Pr_40_30_26_58 : Outdoor Clothes Rotary Driers
Pr_40_30_26_59 : Outdoor Clothes Drying Lines
Pr_40_30_26_63 : Photographic Film Drying Lines
Pr_40_30_26_93 : Utility Room Clothes Drying Lines
Pr_40_30_29 : Fitted Chairs, Seats And Benches
Pr_40_30_29_29 : Fixed Seats
Pr_40_30_29_31 : Fixed Observation Poolside Chairs
Pr_40_30_29_72 : Retractable And Demountable Seats
Pr_40_30_29_84 : Street And Site Benches
Pr_40_30_29_85 : Street And Site Seats
Pr_40_30_30 : Fitted Desks, Tables And Worktops
Pr_40_30_31 : Flagpoles
Pr_40_30_31_29 : Fan-Assisted Ground-Mounted Flagpoles
Pr_40_30_31_33 : Ground-Mounted Hinged Banner Poles
Pr_40_30_31_34 : Ground-Mounted Hinged Flagpoles
Pr_40_30_31_35 : Ground-Mounted Sleeved Flagpoles
Pr_40_30_31_53 : Mobile Telescopic Flagpoles
Pr_40_30_31_70 : Rigged And Guyed Flagpoles
Pr_40_30_31_71 : Rigged Un-Guyed Flagpoles
Pr_40_30_31_96 : Wall-Mounted Flagpoles
Pr_40_30_61 : Play Equipment
Pr_40_30_61_15 : Climbing Frames
Pr_40_30_61_18 : Combined Play Structures
Pr_40_30_61_42 : Infantâ€™s Swings
Pr_40_30_61_52 : Modular Play Climbers
Pr_40_30_61_61 : Play Panels
Pr_40_30_61_62 : Play Pools
Pr_40_30_61_63 : Play Roundabouts
Pr_40_30_61_64 : Play Runways
Pr_40_30_61_65 : Play Sandpits
Pr_40_30_61_66 : Play Slides
Pr_40_30_61_67 : Play Swings
Pr_40_30_61_77 : See-Saws
Pr_40_30_61_78 : Sensory Play Structures
Pr_40_30_61_79 : Sit-On Rockers
Pr_40_30_61_82 : Spinning Poles
Pr_40_30_61_88 : Traditional Rockers
Pr_40_30_61_96 : Water Play Fountains
Pr_40_30_61_97 : Water Play Structures
Pr_40_30_61_98 : Wobble Boards
Pr_40_30_66 : Privacy And Screening Fittings
Pr_40_30_66_16 : Curtain Supports
Pr_40_30_66_18 : Curtains
Pr_40_30_66_68 : Privacy Curtains
Pr_40_30_66_76 : Shower Curtain Rails
Pr_40_30_66_77 : Shower Curtains
Pr_40_30_76 : Sanitary Accessories
Pr_40_30_76_02 : Air Fresheners
Pr_40_30_76_06 : Baby Changing Units
Pr_40_30_76_07 : Bath Panels
Pr_40_30_76_58 : Outdoor Ashtrays
Pr_40_30_76_82 : Soap Dishes
Pr_40_30_76_83 : Splashbacks
Pr_40_30_76_84 : Support Rails
Pr_40_30_76_86 : Toilet Brush Holders
Pr_40_30_76_88 : Toilet Roll Holders
Pr_40_30_76_89 : Toothbrush Holders
Pr_40_30_76_90 : Towel Rails
Pr_40_30_76_91 : Towel Rings
Pr_40_30_76_92 : Tumbler Holders
Pr_40_30_76_94 : Vanity Units
Pr_40_30_76_98 : Wc Pan Backrests
Pr_40_30_78 : Shelves And Storage Units
Pr_40_30_78_02 : Airing Cabinets
Pr_40_30_78_06 : Bathroom Cabinets
Pr_40_30_78_07 : Bathroom Cupboards
Pr_40_30_78_08 : Bathroom Shelves
Pr_40_30_78_09 : Bedside Units
Pr_40_30_78_11 : Chests
Pr_40_30_78_12 : Classroom Storage Units
Pr_40_30_78_13 : Cloakroom Units
Pr_40_30_78_14 : Clothes Drying Cabinets
Pr_40_30_78_15 : Clothes Hooks
Pr_40_30_78_16 : Coat Hangers
Pr_40_30_78_17 : Coat Racks
Pr_40_30_78_18 : Commercial Kitchen Shelving And Racking Units
Pr_40_30_78_22 : Desk Tidies
Pr_40_30_78_24 : Drawer Units
Pr_40_30_78_26 : Dressers
Pr_40_30_78_28 : External Storage Units
Pr_40_30_78_29 : Filing Cabinets
Pr_40_30_78_36 : Hat Stands
Pr_40_30_78_42 : Index Storage Units
Pr_40_30_78_43 : Kitchen Drawer Units
Pr_40_30_78_44 : Kitchen Bench Cupboards
Pr_40_30_78_45 : Kitchen Storage Units
Pr_40_30_78_46 : Laboratory Storage Units
Pr_40_30_78_48 : Lockers
Pr_40_30_78_53 : Movable Aisle Storage Units
Pr_40_30_78_58 : Office Storage Units
Pr_40_30_78_59 : Overhead Kitchen Cupboards
Pr_40_30_78_63 : Plan Chests
Pr_40_30_78_72 : Rotary Storage Units
Pr_40_30_78_76 : Security Cages
Pr_40_30_78_77 : Shelf Units
Pr_40_30_78_78 : Shelves
Pr_40_30_78_79 : Shelf And Racking Units
Pr_40_30_78_80 : Shoe Trees
Pr_40_30_78_81 : Sideboards
Pr_40_30_78_84 : Storage Carousels
Pr_40_30_78_85 : Storage Chests
Pr_40_30_78_86 : Suspension Storage Units
Pr_40_30_78_90 : Tool Chests
Pr_40_30_78_92 : Umbrella Stands
Pr_40_30_78_93 : Under-Bed Storage Units
Pr_40_30_78_95 : Wardrobe Rails
Pr_40_30_78_96 : Wardrobes
Pr_40_30_79 : Sinks
Pr_40_30_79_11 : Cast Stone Sinks
Pr_40_30_79_15 : Ceramic Sinks
Pr_40_30_79_17 : Commercial Kitchen Rinsing Sinks
Pr_40_30_79_18 : Counter Top Wash Basins
Pr_40_30_79_33 : Glass Sinks
Pr_40_30_79_34 : Health Care Clinical Sinks With Drainers
Pr_40_30_79_35 : Health Care Clinical Wash Basins
Pr_40_30_79_36 : Health Care Domestic Service Sinks
Pr_40_30_79_37 : Health Care General Wash Basins
Pr_40_30_79_38 : Health Care Hand Rinse Basins
Pr_40_30_79_39 : Hospital Pattern Plaster Sinks
Pr_40_30_79_40 : Hospital Pattern Scrub-Up Troughs
Pr_40_30_79_42 : Integral Wash Basins And Vanity Tops
Pr_40_30_79_44 : Janitorial Sinks
Pr_40_30_79_45 : Kitchen Sinks
Pr_40_30_79_46 : Laundry Troughs
Pr_40_30_79_63 : Pedestal Wash Basins
Pr_40_30_79_64 : Plastics Sinks
Pr_40_30_79_83 : Splashbacks
Pr_40_30_79_84 : Stainless Steel Sinks
Pr_40_30_79_85 : Stone Sinks Wash Basins And Troughs
Pr_40_30_79_92 : Undermounted Wash Basins
Pr_40_30_79_95 : Wall-Hung Hand Rinse Basins
Pr_40_30_79_96 : Wall-Hung Wash Basins
Pr_40_30_79_99 : Wash Troughs
Pr_40_30_80 : Skateboard Installations
Pr_40_30_80_77 : Skate Edges
Pr_40_30_80_78 : Skate Half Pipes
Pr_40_30_80_79 : Skate Quarter Pipes
Pr_40_30_80_80 : Skate Platforms
Pr_40_30_80_81 : Skate Rails
Pr_40_30_80_82 : Skate Ramps
Pr_40_30_80_83 : Skate Stairs
Pr_40_30_83 : Sports Fittings
Pr_40_30_83_08 : Basketball Hoops
Pr_40_30_83_14 : Climbing Walls
Pr_40_30_83_37 : Hanging And Stretching Equipment
Pr_40_30_84 : Sports Goals
Pr_40_30_84_04 : American Football Goal Posts
Pr_40_30_84_05 : Australian Football Goal Posts
Pr_40_30_84_28 : Five-A-Side Football Goals
Pr_40_30_84_29 : Fixed Water Polo Goals
Pr_40_30_84_30 : Floating Water Polo Goals
Pr_40_30_84_31 : Football Goals
Pr_40_30_84_33 : Gaelic Football Goal Posts
Pr_40_30_84_36 : Handball Goals
Pr_40_30_84_39 : Hockey Goals
Pr_40_30_84_40 : Ice Hockey Goals
Pr_40_30_84_46 : Lacrosse Goals
Pr_40_30_84_56 : Netball Goals
Pr_40_30_84_65 : Polo Goal Posts
Pr_40_30_84_69 : Quidditch Goals
Pr_40_30_84_74 : Rugby Goal Posts
Pr_40_30_86 : Swimming Pool Fittings
Pr_40_30_86_22 : Diving Platforms
Pr_40_30_86_24 : Diving Springboards
Pr_40_30_86_28 : False Start Posts
Pr_40_30_86_30 : Fixed Domestic Diving Boards
Pr_40_30_86_32 : Fixed Starting Platforms
Pr_40_30_86_47 : Lane Rope Storage Floor Cover Plates
Pr_40_30_86_59 : Pool Rails
Pr_40_30_86_78 : Small Water Flumes
Pr_40_30_86_80 : Small Water Slides
Pr_40_30_86_88 : Touch Panels
Pr_40_30_86_90 : Turning Boards
Pr_40_30_86_95 : Water Polo Catwalks
Pr_40_30_86_96 : Water Polo Field Markers
Pr_40_30_93 : Urinal And Wc Fittings
Pr_40_30_96 : Water Supply Fittings
Pr_40_30_96_06 : Bath Manual Valves
Pr_40_30_96_07 : Bath Manual Water Supply Sets
Pr_40_30_96_08 : Bath Spouts
Pr_40_30_96_09 : Bath Taps
Pr_40_30_96_10 : Bath Thermostatic Water Supply Sets
Pr_40_30_96_11 : Bidet Water Supply Fittings
Pr_40_30_96_24 : Drinking Fountains
Pr_40_30_96_28 : Eye Wash Fountains
Pr_40_30_96_31 : Foot-Operated Valves
Pr_40_30_96_33 : Garden Taps
Pr_40_30_96_35 : Grip Valves
Pr_40_30_96_36 : Hospital Manual Valves
Pr_40_30_96_37 : Hospital Manual Water Supply Sets
Pr_40_30_96_38 : Hospital Spouts
Pr_40_30_96_39 : Hospital Taps
Pr_40_30_96_40 : Hospital Thermostatic Water Supply Sets
Pr_40_30_96_43 : Key-Operated Valves
Pr_40_30_96_44 : Kitchen Manual Valves
Pr_40_30_96_45 : Kitchen Manual Water Supply Sets
Pr_40_30_96_46 : Kitchen Spouts
Pr_40_30_96_47 : Kitchen Taps
Pr_40_30_96_48 : Kitchen Thermostatic Water Supply Sets
Pr_40_30_96_49 : Knee-Operated Valves
Pr_40_30_96_50 : Laboratory Manual Valves
Pr_40_30_96_51 : Laboratory Manual Water Supply Sets
Pr_40_30_96_52 : Laboratory Spouts
Pr_40_30_96_53 : Laboratory Taps
Pr_40_30_96_76 : Shower Heads
Pr_40_30_96_77 : Shower Manual Valves
Pr_40_30_96_78 : Shower Manual Water Supply Sets
Pr_40_30_96_79 : Shower Self-Closing (emergency ) Valves
Pr_40_30_96_80 : Shower Thermostatic Valves
Pr_40_30_96_81 : Shower Thermostatic Water Supply Sets
Pr_40_30_96_95 : Washbasin Manual Valves
Pr_40_30_96_96 : Washbasin Manual Water Supply Sets
Pr_40_30_96_97 : Washbasin Spouts
Pr_40_30_96_98 : Washbasin Taps
Pr_40_30_96_99 : Washbasin Thermostatic Water Supply Sets
Pr_40_35_93_02 : Accessible Wc Doc M Equipment Packages
Pr_40_35_93_36 : Health Care Macerators
Pr_40_35_93_37 : Hospital Pattern Disposal Units
Pr_40_35_93_38 : Hospital Pattern Urinals
Pr_40_35_93_39 : Hospital Pattern Wc Pans And Cisterns
Pr_40_35_93_62 : Pre-Plumbed Installation Frames
Pr_40_35_93_77 : Slab Urinals
Pr_40_35_93_78 : Urinal Cisterns
Pr_40_35_93_80 : Urinal Flushing Valves
Pr_40_35_93_82 : Wall-Hung Urinals
Pr_40_35_93_84 : Waterless Urinals
Pr_40_35_93_85 : Waterless Wc Packages (composting Toilets)
Pr_40_35_93_86 : Wc And Washbasin Combined Units
Pr_40_35_93_87 : Wc Cistern Fittings
Pr_40_35_93_90 : Wc Cisterns
Pr_40_35_93_91 : Wc Flushing Valves
Pr_40_35_93_92 : Wc Large Capacity Replacement Cisterns
Pr_40_35_93_93 : Wc Pan Connectors
Pr_40_35_93_94 : Wc Pans
Pr_40_35_93_95 : Wc Seats And Covers
Pr_40_35_93_96 : Wc Squatting Pans
Pr_40_35_93_97 : Wc Suites
Pr_40_35_93_99 : Wc, Wash And Dry Combined Units
Pr_40_50 : Furnishings
Pr_40_50_05 : Artworks
Pr_40_50_05_02 : Acrylic Paintings
Pr_40_50_05_11 : Carvings
Pr_40_50_05_13 : Chalk Drawings
Pr_40_50_05_14 : Charcoal Drawings
Pr_40_50_05_24 : Drypoint Prints
Pr_40_50_05_27 : Embroideries
Pr_40_50_05_28 : Etchings
Pr_40_50_05_29 : Floor-Mounted Mobiles
Pr_40_50_05_30 : Floor-Mounted Sculptures
Pr_40_50_05_33 : Garden Ornaments
Pr_40_50_05_42 : Installation Pieces
Pr_40_50_05_43 : Interactive Artworks
Pr_40_50_05_46 : Linoprints
Pr_40_50_05_50 : Memorials
Pr_40_50_05_51 : Mixed Media Artworks
Pr_40_50_05_55 : Murals
Pr_40_50_05_58 : Oil Paintings
Pr_40_50_05_60 : Pastel Drawings
Pr_40_50_05_62 : Pencil Drawings
Pr_40_50_05_66 : Projected Artworks
Pr_40_50_05_76 : Screenprints
Pr_40_50_05_77 : Sculptural Reliefs
Pr_40_50_05_82 : Son Et LumiÃ©Res
Pr_40_50_05_84 : Stand-Mounted Sculptures
Pr_40_50_05_85 : Statuary
Pr_40_50_05_86 : Suspended Mobiles
Pr_40_50_05_87 : Tapestries
Pr_40_50_05_96 : Wall-Mounted Sculptures
Pr_40_50_05_97 : Water Colour Paintings
Pr_40_50_05_98 : Weathervanes
Pr_40_50_06 : Beds
Pr_40_50_06_10 : Bunk Beds
Pr_40_50_06_11 : Camp Beds
Pr_40_50_06_14 : Chair Beds
Pr_40_50_06_16 : Cots
Pr_40_50_06_18 : Cradles
Pr_40_50_06_22 : Divans
Pr_40_50_06_24 : Double Beds
Pr_40_50_06_30 : Foldaway Beds
Pr_40_50_06_31 : Four-Poster Beds
Pr_40_50_06_32 : Futons
Pr_40_50_06_36 : Hammocks
Pr_40_50_06_37 : Headboards
Pr_40_50_06_38 : Hospital Beds
Pr_40_50_06_50 : Mattresses
Pr_40_50_06_77 : Single Beds
Pr_40_50_06_96 : Waterbeds
Pr_40_50_07 : Bins And Buckets
Pr_40_50_07_02 : Aggregate Bins
Pr_40_50_07_10 : Bulk Storage Fire Sand Bins
Pr_40_50_07_11 : Carbon Steel Fire Buckets
Pr_40_50_07_12 : Cemetery Flower Baskets
Pr_40_50_07_19 : Compost Bins
Pr_40_50_07_22 : Disposal Containers
Pr_40_50_07_25 : Dustbins
Pr_40_50_07_35 : Grit Bins
Pr_40_50_07_46 : Linen Containers
Pr_40_50_07_47 : Litter Bins
Pr_40_50_07_51 : Metal Fire Buckets
Pr_40_50_07_57 : Non-Segregated Waste Bins
Pr_40_50_07_64 : Plastics Fire Buckets
Pr_40_50_07_70 : Refuse Bag Holders
Pr_40_50_07_71 : Refuse Bins
Pr_40_50_07_75 : Salt Bins
Pr_40_50_07_76 : Segregated Waste Bins
Pr_40_50_12 : Chairs, Seats And Benches
Pr_40_50_12_02 : Adult Changing Benches
Pr_40_50_12_07 : Benches And Linked Seats
Pr_40_50_12_14 : Chaises Longues
Pr_40_50_12_15 : Classroom Seats
Pr_40_50_12_22 : Dining Chairs
Pr_40_50_12_33 : Garden Benches
Pr_40_50_12_37 : High Chairs
Pr_40_50_12_48 : Lounge Chairs
Pr_40_50_12_57 : Office Chairs
Pr_40_50_12_66 : Play Chairs
Pr_40_50_12_63 : Portable Observation Poolside Chairs
Pr_40_50_12_75 : Sanitary Seats
Pr_40_50_12_76 : Settees
Pr_40_50_12_80 : Sofa Beds
Pr_40_50_12_81 : Sofas
Pr_40_50_12_82 : Stacking Chairs
Pr_40_50_12_83 : Stools
Pr_40_50_13 : Clocks
Pr_40_50_13_04 : Astronomical Clocks
Pr_40_50_13_05 : Atomic Clocks
Pr_40_50_13_11 : Candle Clocks
Pr_40_50_13_16 : Congreve Clocks
Pr_40_50_13_22 : Digital Clocks
Pr_40_50_13_26 : Electric Clocks
Pr_40_50_13_29 : Flip Clocks
Pr_40_50_13_42 : Incense Clocks
Pr_40_50_13_58 : Oil-Lamp Clocks
Pr_40_50_13_61 : Pendulum Clocks
Pr_40_50_13_62 : Pipe Organ Clocks
Pr_40_50_13_66 : Projection Clocks
Pr_40_50_13_68 : Pulsar Clocks
Pr_40_50_13_69 : Quantum Clocks
Pr_40_50_13_70 : Quartz Clocks
Pr_40_50_13_71 : Radio Clocks
Pr_40_50_13_73 : Rolling Ball Clocks
Pr_40_50_13_84 : Steam Clocks
Pr_40_50_13_86 : Sundials
Pr_40_50_13_89 : Torsion Pendulum Clocks
Pr_40_50_13_96 : Water Clocks
Pr_40_50_21 : Desks, Tables And Worktops
Pr_40_50_21_13 : Classroom Desks And Tables
Pr_40_50_21_21 : Dining Tables
Pr_40_50_21_24 : Dressing Tables
Pr_40_50_21_31 : Food Preparation Tables
Pr_40_50_21_46 : Laboratory Tables
Pr_40_50_21_48 : Laundry Finishing Tables
Pr_40_50_21_49 : Laundry Spotting Tables
Pr_40_50_21_58 : Occasional Tables
Pr_40_50_21_59 : Office Desks
Pr_40_50_21_60 : Office Tables
Pr_40_50_21_63 : Play Tables
Pr_40_50_21_77 : School Art, Design And Technology Tables
Pr_40_50_21_97 : Worktops
Pr_40_50_28 : Extinguishers And Fire Blankets
Pr_40_50_28_11 : Carbon Dioxide Fire Extinguishers
Pr_40_50_28_24 : Dry Powder Fire Extinguishers
Pr_40_50_28_30 : Foam Fire Extinguishers
Pr_40_50_28_37 : Heavy Duty Fire Blankets
Pr_40_50_28_47 : Light Duty Fire Blankets
Pr_40_50_28_64 : Portable Fire Extinguishers
Pr_40_50_28_96 : Water Fire Extinguishers
Pr_40_50_28_97 : Wet Chemical Fire Extinguishers
Pr_40_50_33 : Garden Furnishings
Pr_40_50_33_33 : Garden Awnings
Pr_40_50_33_34 : Garden Umbrellas
Pr_40_50_83 : Sports Furnishings
Pr_40_50_83_06 : Balancing Equipment
Pr_40_50_83_17 : Cricket Cages
Pr_40_50_83_19 : Cricket Wicket Stump Boxes
Pr_40_50_83_20 : Cycle Ramps
Pr_40_50_83_28 : Equestrian Jumps
Pr_40_50_83_29 : Fencing Pistes
Pr_40_50_83_44 : Jumping Equipment
Pr_40_50_83_87 : Tennis Umpire's Stands
Pr_40_50_86 : Swimming Pool Furnishings
Pr_40_50_86_46 : Lane Rope Storage Bags
Pr_40_50_86_62 : Portable Domestic Diving Boards
Pr_40_50_86_64 : Portable Starting Platforms
Pr_40_50_86_66 : Private Use Pool Covers
Pr_40_50_86_68 : Public Use Pool Covers
Pr_40_50_90 : Trolleys
Pr_40_50_90_30 : Fire Trolleys
Pr_40_50_90_31 : Food Preparation Trolleys
Pr_40_50_90_32 : Food Service Trolleys
Pr_40_50_90_33 : Furniture Trolleys
Pr_40_50_90_46 : Laundry Trolleys
Pr_40_50_90_47 : Laundry Bag Trolleys
Pr_40_50_90_49 : Luggage Trolleys
Pr_40_50_90_52 : Mailroom Trolleys
Pr_40_50_90_64 : Pool Lane Rope Storage Trolleys
Pr_40_50_90_72 : Relay Break Detector Storage Trolleys
Pr_40_50_90_74 : Roof Trolleys
Pr_40_50_90_76 : Shopping Trolleys
Pr_40_50_90_88 : Touchpad Storage Trolleys
Pr_40_70 : Equipment
Pr_40_70_15 : Cold Water Supply Sources
Pr_40_70_15_96 : Water Coolers
Pr_40_70_21 : Dishwashers
Pr_40_70_21_16 : Conveyor Dishwashers
Pr_40_70_21_22 : Dish And Utensil Washers
Pr_40_70_21_24 : Domestic Dishwashers
Pr_40_70_21_30 : Flight Dishwashers
Pr_40_70_21_60 : Pass-Through Dishwashers
Pr_40_70_21_92 : Under-Counter Dishwashers
Pr_40_70_22 : Dispensing And Acceptance Units
Pr_40_70_22_07 : Beverage Dispensers
Pr_40_70_22_15 : Cold Drink Dispensers
Pr_40_70_22_16 : Condom Dispensers
Pr_40_70_22_22 : Donation Boxes
Pr_40_70_22_24 : Drive-By Cash Payment Units
Pr_40_70_22_38 : Hot Food Dispensers
Pr_40_70_22_47 : Leaflet Dispensers
Pr_40_70_22_60 : Parking Meters
Pr_40_70_22_61 : Pay And Display Units
Pr_40_70_22_63 : Plate Dispensers
Pr_40_70_22_71 : Refreshment Dispensers
Pr_40_70_22_86 : Sweets Dispensers
Pr_40_70_22_88 : Ticket Dispensing Units
Pr_40_70_23 : Display And Service Catering Products
Pr_40_70_23_06 : Bains Maries
Pr_40_70_23_26 : Electric Bains-Marie
Pr_40_70_23_31 : Food Display Units
Pr_40_70_23_53 : Mobile Bains-Marie
Pr_40_70_23_54 : Mobile Plain Top Hot Cupboards
Pr_40_70_23_72 : Refrigerated Display Counters
Pr_40_70_23_84 : Static Plain Top Hot Cupboards
Pr_40_70_23_86 : Sushi Trains
Pr_40_70_24 : Domestic Cooking Equipment
Pr_40_70_24_07 : Built-In Electric Hobs
Pr_40_70_24_08 : Built-In Electric Ovens
Pr_40_70_24_09 : Built-In Gas Hobs
Pr_40_70_24_10 : Built-In Gas Ovens
Pr_40_70_24_27 : Electric Cooking Ranges
Pr_40_70_24_33 : Gas Cooking Ranges
Pr_40_70_24_34 : Gas Free-Standing Cookers
Pr_40_70_24_51 : Microwave Ovens
Pr_40_70_25 : Domestic Laundry Equipment
Pr_40_70_25_16 : Combined Laundry Washer-Driers
Pr_40_70_25_46 : Laundry Tumble Driers
Pr_40_70_25_47 : Laundry Washing Machines
Pr_40_70_31 : Food Refrigerators And Freezers
Pr_40_70_31_06 : Blast Chiller Cabinets
Pr_40_70_31_07 : Blast Chillers
Pr_40_70_31_08 : Blast Freezer Cabinets
Pr_40_70_31_29 : Freezer Cabinets
Pr_40_70_31_30 : Freezer Counters
Pr_40_70_31_31 : Freezers
Pr_40_70_31_32 : Fridge-Freezers
Pr_40_70_31_70 : Refrigerated Cabinets
Pr_40_70_31_71 : Refrigerated Counters
Pr_40_70_31_72 : Refrigerators
Pr_40_70_46 : Laundry Fittings And Equipment
Pr_40_70_46_06 : Barrier Washers
Pr_40_70_46_24 : Drier Ironers
Pr_40_70_46_25 : Dry Work Presses
Pr_40_70_46_30 : Flatwork Ironers
Pr_40_70_46_31 : Form Finishers
Pr_40_70_46_32 : Front-Loading Washers
Pr_40_70_46_39 : Hydro Extractors
Pr_40_70_46_42 : Ironing Tables
Pr_40_70_46_45 : Laundry Cabinets
Pr_40_70_46_46 : Laundry Feeders
Pr_40_70_46_47 : Laundry Folders
Pr_40_70_46_48 : Laundry Recovery Tanks
Pr_40_70_46_72 : Roller Ironers
Pr_40_70_46_75 : Sanitary Barrier Washers
Pr_40_70_46_77 : Shirt Finishers
Pr_40_70_46_82 : Spotting Cabinets
Pr_40_70_46_90 : Trouser Presses
Pr_40_70_46_91 : Tumble Driers
Pr_40_70_46_96 : Washer Extractors
Pr_40_70_46_97 : Washer Driers
Pr_40_70_46_98 : Water Extraction Presses
Pr_40_70_46_99 : Wet Work Presses
Pr_40_70_47 : Laundry Washers And Driers
Pr_40_70_47_06 : Batch Laundry Driers
Pr_40_70_47_07 : Batch Laundry Washers
Pr_40_70_47_46 : Laundry Driers
Pr_40_70_62 : Personal Driers
Pr_40_70_62_09 : Body Driers
Pr_40_70_62_29 : Face Driers
Pr_40_70_62_36 : Hair Driers
Pr_40_70_62_37 : Hand Driers
Pr_40_70_65 : Preparation Catering Equipment
Pr_40_70_65_04 : Atmospheric Electric Steamers
Pr_40_70_65_05 : Atmospheric Gas Steamers
Pr_40_70_65_16 : Conveyor Toasters
Pr_40_70_65_18 : Electric Boiling Pans
Pr_40_70_65_19 : Electric Boiling Tables
Pr_40_70_65_20 : Electric Bratt Pans
Pr_40_70_65_21 : Electric Cooking Ranges
Pr_40_70_65_22 : Electric Deep Fat Fryers
Pr_40_70_65_23 : Electric Fryers
Pr_40_70_65_24 : Electric Griddles
Pr_40_70_65_25 : Electric Grills
Pr_40_70_65_26 : Electric Hot Water Dispensers
Pr_40_70_65_27 : Electric Oven Ranges
Pr_40_70_65_28 : Electric Steaming Ovens
Pr_40_70_65_29 : Food Blenders
Pr_40_70_65_30 : Food Mincers
Pr_40_70_65_31 : Food Mixers
Pr_40_70_65_32 : Food Smokers
Pr_40_70_65_33 : Gas Boiling Pans
Pr_40_70_65_34 : Gas Boiling Tables
Pr_40_70_65_35 : Gas Bratt Pans
Pr_40_70_65_36 : Gas Cooking Ranges
Pr_40_70_65_37 : Gas Deep Fat Fryers
Pr_40_70_65_38 : Gas Fryers
Pr_40_70_65_39 : Gas Grills
Pr_40_70_65_40 : Gas Oven Ranges
Pr_40_70_65_41 : Gas Steaming Ovens
Pr_40_70_65_42 : General Purpose Electric Ovens
Pr_40_70_65_43 : General Purpose Gas Ovens
Pr_40_70_65_44 : Gravity Feed Slicers
Pr_40_70_65_45 : Hot Cupboards
Pr_40_70_65_51 : Microwave Ovens
Pr_40_70_65_65 : Potato Peelers
Pr_40_70_65_79 : Slot Toasters
Pr_40_70_65_94 : Vegetable Preparation Machines
Pr_40_70_67 : Projectors
Pr_40_70_67_14 : Cinematic Projectors
Pr_40_70_67_22 : Digital Projectors
Pr_40_70_67_29 : Film Projectors
Pr_40_70_67_63 : Planetarium Projectors
Pr_40_70_67_79 : Slide Projectors
Pr_40_70_75 : Safety Access Equipment
Pr_40_70_75_29 : Fall Arrester Blocks
Pr_40_70_75_35 : Guided Type Fall Arresters
Pr_40_70_75_36 : Hand Climbing Devices
Pr_40_70_75_50 : Manual Push-Pull Devices
Pr_40_70_75_51 : Manual Winches
Pr_40_70_75_72 : Rope And Pulley Devices
Pr_40_70_75_75 : Safety Access Anchor Devices
Pr_40_70_75_76 : Safety Access Equipment Winding Handles
Pr_40_70_75_77 : Safety Access Harnesses
Pr_40_70_77 : Sanitary Dispensing And Disposal Units
Pr_40_70_77_22 : Disposable Apron Dispensers
Pr_40_70_77_23 : Disposable Glove Dispensers
Pr_40_70_77_29 : Facial Tissue Dispensers
Pr_40_70_77_31 : Food Waste Disposal Units
Pr_40_70_77_36 : Hand Cleaning Gel Dispensers
Pr_40_70_77_56 : Nappy Disposal Bins
Pr_40_70_77_57 : Needle Disposal Boxes
Pr_40_70_77_60 : Paper Roll Dispensers
Pr_40_70_77_61 : Paper Towel Dispensers
Pr_40_70_77_75 : Sanitary Towel Dispensers
Pr_40_70_77_76 : Sanitary Towel Disposal Bins
Pr_40_70_77_80 : Soap Dispensers
Pr_40_70_77_85 : Surface Wipes Dispensers
Pr_40_70_77_90 : Toilet Paper Bulk Dispensers
Pr_40_70_81 : Solid Fuel Handling Equipment
Pr_40_70_81_04 : Ash Handling Equipment
Pr_40_70_81_15 : Coal Handling Equipment
Pr_40_70_81_80 : Solid Fuel Handling Equipment
Pr_40_70_86 : Swimming Pool Equipment
Pr_40_70_86_02 : Air Cushion Equipment
Pr_40_70_86_08 : Buoyancy-Aided Movable Floors
Pr_40_70_86_10 : Buoyancy-Aided Movable Bulkheads
Pr_40_70_86_52 : Mechanical Drive Movable Floors
Pr_40_70_86_60 : Pool Structure-Supported Movable Bulkheads
Pr_40_70_86_84 : Surface Agitation Equipment
Pr_40_70_86_94 : Water Polo Ball Release Devices
Pr_40_70_86_98 : Wave Machine Equipment
Pr_45 : Flora And Fauna Products
Pr_45_30 : Flora And Fauna Products
Pr_45_30_04 : Artificial Plants
Pr_45_30_04_03 : Artificial Low Growing Trees
Pr_45_30_04_04 : Artificial Topiary And Pleaching
Pr_45_30_04_05 : Artificial Trees
Pr_45_30_04_64 : Polyester Silk Plants
Pr_45_30_04_66 : Preserved Plants
Pr_45_30_10 : Bulbs, Corms, Tubers And Dormant Roots
Pr_45_30_10_04 : Annual Tubers
Pr_45_30_10_10 : Bulbs
Pr_45_30_10_15 : Corms
Pr_45_30_10_62 : Perennial Roots
Pr_45_30_10_63 : Perennial Tubers
Pr_45_30_36 : Herbaceous And Aquatic Plants
Pr_45_30_36_02 : Annual Plugs
Pr_45_30_36_03 : Aquatic Plant Bare Roots And Clumps
Pr_45_30_36_04 : Aquatic Plant Bunches
Pr_45_30_36_15 : Container-Grown Annuals
Pr_45_30_36_16 : Container-Grown Perennials
Pr_45_30_36_64 : Perennial Clumps
Pr_45_30_36_65 : Perennial Plugs
Pr_45_30_76 : Seeds
Pr_45_30_76_29 : Flower Seeds
Pr_45_30_76_32 : Fruit Seeds
Pr_45_30_76_34 : Grass Seeds
Pr_45_30_76_48 : Locally Collected Seeds
Pr_45_30_76_77 : Site-Grown Temporary Crop Seeds
Pr_45_30_76_90 : Tree And Shrub Seeds
Pr_45_30_76_94 : Vegetable Seeds
Pr_45_30_76_97 : Wildflower Seed Mixes
Pr_45_30_90 : Trees, Shrubs And Woody Climbers
Pr_45_30_90_04 : Bare-Root Climbers
Pr_45_30_90_05 : Bare-Root Conifers
Pr_45_30_90_06 : Bare-Root Cutting-Raised Roses
Pr_45_30_90_07 : Bare-Root Fruit Trees
Pr_45_30_90_08 : Bare-Root Shrubs
Pr_45_30_90_09 : Bare-Root Trees
Pr_45_30_90_10 : Bare-Root Budded Roses
Pr_45_30_90_11 : Cell-Grown Conifers
Pr_45_30_90_12 : Cell-Grown Shrubs
Pr_45_30_90_13 : Cell-Grown Trees
Pr_45_30_90_14 : Container-Grown Bamboos
Pr_45_30_90_15 : Container-Grown Budded Roses
Pr_45_30_90_16 : Container-Grown Climbers
Pr_45_30_90_17 : Container-Grown Conifers
Pr_45_30_90_18 : Container-Grown Cutting-Raised Roses
Pr_45_30_90_19 : Container-Grown Fruit Trees
Pr_45_30_90_20 : Container-Grown Shrubs
Pr_45_30_90_21 : Container-Grown Trees
Pr_45_30_90_71 : Rootballed Bamboos
Pr_45_30_90_72 : Rootballed Conifers
Pr_45_30_90_73 : Rootballed Shrubs
Pr_45_30_90_74 : Rootballed Trees
Pr_45_31 : Formless Flora And Fauna Products
Pr_45_31_07 : Biocides
Pr_45_31_07_07 : Biocides
Pr_45_31_07_08 : Biological Controls
Pr_45_31_07_15 : Combined Selective Lawn Herbicide And Feed Mixes
Pr_45_31_07_32 : Fungicides
Pr_45_31_07_42 : Insecticides
Pr_45_31_07_55 : Non-Oxidizing Water Treatment Biocides
Pr_45_31_07_56 : Non-Selective Contact Herbicides
Pr_45_31_07_57 : Non-Selective Residual Herbicides
Pr_45_31_07_58 : Non-Selective Systemic Herbicides
Pr_45_31_07_59 : Oxidizing Water Treatment Biocides
Pr_45_31_07_62 : Plant Fungicides
Pr_45_31_07_64 : Poisons
Pr_45_31_07_72 : Rodenticides
Pr_45_31_07_73 : Root Sealers
Pr_45_31_07_76 : Selective Herbicides
Pr_45_31_07_86 : Surface Biocides
Pr_45_31_07_97 : Vermicides
Pr_45_31_63 : Plant-Based Fibres
Pr_45_31_63_06 : Bales
Pr_45_31_63_14 : Coir Fibres
Pr_45_31_63_15 : Combed Wheat Reeds
Pr_45_31_63_16 : Compostable Plant Materials
Pr_45_31_63_30 : Flax Fibres
Pr_45_31_63_37 : Hemp Fibres
Pr_45_31_63_44 : Jute Fibres
Pr_45_31_63_47 : Long Straws
Pr_45_31_63_48 : Loose Straws
Pr_45_31_63_56 : Natural Barks
Pr_45_31_63_64 : Playground Barks
Pr_45_31_63_76 : Sedges
Pr_45_31_63_78 : Sisal Fibres
Pr_45_31_63_80 : Sphagnum Mosses
Pr_45_31_63_96 : Water Reeds
Pr_45_31_63_97 : Wood Chips
Pr_45_31_63_98 : Wood Fibres
Pr_45_31_89 : Topsoil, Feeds And Growing Media
Pr_45_31_89_08 : Blood And Bonemeal
Pr_45_31_89_15 : Compost Dressings
Pr_45_31_89_16 : Composted Materials
Pr_45_31_89_41 : Imported Growing Media
Pr_45_31_89_42 : Imported Topsoils
Pr_45_31_89_43 : Inorganic Fertilizers
Pr_45_31_89_50 : Manufactured Growing Media
Pr_45_31_89_51 : Manufactured Topsoils
Pr_45_31_89_52 : Manures
Pr_45_31_89_55 : Mycorrhizal Inoculants
Pr_45_31_89_58 : Organic Fertilizers
Pr_45_31_89_75 : Sanitized And Stabilized Composts
Pr_45_31_89_80 : Soil Amelioration Aggregates
Pr_45_31_89_81 : Soil Amelioration Industrial By-Products
Pr_45_31_89_82 : Soil Amelioration Minerals
Pr_45_31_89_83 : Soil Conditioning Agents
Pr_45_31_89_84 : Soil Moisture Retention Additives
Pr_45_31_89_91 : Turf Non-Compost Dressings
Pr_45_57 : Non-Rigid Sheet, Mat And Strip Flora And Fauna Products
Pr_45_57_91 : Turf And Pre-Planted Substrates
Pr_45_57_91_20 : Cultivated Turf
Pr_45_57_91_35 : Green Roof Substrate
Pr_45_57_91_56 : Natural Turf
Pr_45_57_91_63 : Pre-Planted Coir Rolls
Pr_45_57_91_64 : Pre-Planted Pallets
Pr_45_57_91_65 : Pre-Planted Vegetation Blankets
Pr_45_57_91_67 : Pre-Seeded Mats
Pr_45_57_91_76 : Seeded Area Turf Edging
Pr_45_57_91_85 : Synthetic Grass Surfaces
Pr_45_63 : Plant Support Products
Pr_45_63_63 : Plant Containers
Pr_45_63_63_05 : Aquatic Plant Containers
Pr_45_63_63_07 : Biodegradable Plant Containers
Pr_45_63_63_17 : Cropping Bags
Pr_45_63_63_22 : Divided Modular Planting Units
Pr_45_63_63_29 : Flower Pouches
Pr_45_63_63_36 : Hanging Plant Containers
Pr_45_63_63_37 : Herb Planters
Pr_45_63_63_38 : Herb Wheels
Pr_45_63_63_56 : Natural Planting Cassettes
Pr_45_63_63_65 : Potato Planters
Pr_45_63_63_72 : Round Plant Containers
Pr_45_63_63_85 : Square Plant Containers
Pr_45_63_63_86 : Strawberry Planters
Pr_45_63_63_87 : Terrariums
Pr_45_63_63_90 : Trough Plant Containers
Pr_45_63_63_96 : Wall Planters
Pr_45_63_63_97 : Window Boxes
Pr_45_63_64 : Plant Support And Protection
Pr_45_63_64_11 : Canes
Pr_45_63_64_14 : Climbing Plant Supports
Pr_45_63_64_30 : Floral Foam Fixing Media
Pr_45_63_64_34 : Grass Edging Strips
Pr_45_63_64_51 : Metal Tree Guards
Pr_45_63_64_66 : Polystyrene Fixing Media
Pr_45_63_64_72 : Rootball Securing Frames
Pr_45_63_64_78 : Shrub Protectors
Pr_45_63_64_83 : Stake Ties
Pr_45_63_64_84 : Stakes
Pr_45_63_64_89 : Tree Protectors
Pr_45_63_64_90 : Trellises
Pr_50 : Fabric Accessory Products
Pr_60 : Services Source Products
Pr_60_50 : Tank, Cylinder And Vessel Products
Pr_60_50_20 : Tank, Cylinder And Vessel Products tempxxx
Pr_60_50_20_10 : Buffer Vessels
Pr_60_50_20_21 : Direct Hot Water Storage Cylinders
Pr_60_50_20_22 : Direct Insulated Hot Water Combination Units
Pr_60_50_20_23 : Double Feed Indirect Hot Water Storage Cylinders
Pr_60_50_20_24 : Double Feed Indirect Insulated Hot Water Combination Units
Pr_60_50_20_25 : Dual Coil Hot Water Storage Cylinders
Pr_60_50_20_42 : Indirectly Heated Unvented Hot Water Storage Cylinders
Pr_60_50_20_77 : Single Feed Indirect Insulated Combination Units
Pr_60_50_20_78 : Single Feed Indirect Hot Water Storage Cylinders
Pr_60_50_33 : Gas Cylinders
Pr_60_50_33_15 : Compressed Gas Cylinders
Pr_60_50_33_37 : High Pressure Fire Extinguishing Gas Storage Cylinders
Pr_60_50_33_46 : Liquefied Gas Cylinders
Pr_60_50_33_48 : Low Pressure Fire Extinguishing Gas Storage Cylinders
Pr_60_50_46 : Liquid Fuel Tank Accessories
Pr_60_50_46_46 : Liquid Fuel Tank Drip Trays
Pr_60_50_46_47 : Liquid Fuel Tank Fill Points
Pr_60_50_46_48 : Liquid Fuel Tank Outflow Heaters
Pr_60_50_46_49 : Liquid Fuel Tank Heaters
Pr_60_50_47 : Liquid Fuel Tanks
Pr_60_50_47_11 : Carbon Steel Liquid Fuel Service Tanks
Pr_60_50_47_12 : Carbon Steel Liquid Fuel Tanks
Pr_60_50_47_34 : Glass Reinforced Plastics Liquid Fuel Tanks
Pr_60_50_47_64 : Plastics Liquid Fuel Tanks
Pr_60_50_67 : Pressure Storage Vessels
Pr_60_50_67_31 : Foam Fire Fighting Tanks
Pr_60_50_67_48 : Liquefied Petroleum Gas (LPG) Storage Vessels
Pr_60_50_67_94 : Vacuum Insulated Evaporator (VIE) Storage Vessels
Pr_60_50_96_11 : Carbon Steel Cisterns
Pr_60_50_96_12 : Carbon Steel Tanks
Pr_60_50_96_13 : Carbon Steel Water Storage Tanks
Pr_60_50_96_33 : Glass-Fibre Reinforced Tanks And Cisterns
Pr_60_50_96_34 : Glass-Reinforced Plastics (GRP) Break Tanks
Pr_60_50_96_51 : Medium-Density Polyethylene (MDPE) Water Storage Tanks
Pr_60_50_96_52 : Moulded Plastics Break Tanks
Pr_60_50_96_53 : Moulded Plastics Cisterns
Pr_60_50_96_63 : Plastics Plant Nutrient Tanks
Pr_60_50_96_64 : Polyethylene (PE) Water Storage Tanks
Pr_60_50_96_70 : Rainwater Storage Butts
Pr_60_50_96_76 : Sectional Carbon Steel Tanks
Pr_60_50_96_85 : Steam And Condensate Feed Tanks
Pr_60_50_96_86 : Stormwater Retention Tanks
Pr_60_55 : Liquid And Gas Source Products
Pr_60_55_31_27 : Emergency Tank Fill Connections
Pr_60_55_31_29 : Foam Inlet Adaptors
Pr_60_55_31_30 : Foam Inlet Boxes
Pr_60_55_31_42 : Riser Inlet Breechings And Boxes
Pr_60_55_31_47 : Liquefied Petroleum Gas (LPG) Fill Connections
Pr_60_55_33 : Gas And Vacuum Generators
Pr_60_55_33_04 : Anaerobic Digesters
Pr_60_55_33_13 : Chlorine Generators
Pr_60_55_33_39 : Hydrogen Generators
Pr_60_55_33_56 : Nitrogen Generators
Pr_60_55_33_60 : Steam Generators
Pr_60_55_33_73 : Pressure Swing Adsorption (PSA) Plant
Pr_60_55_33_94 : Vacuum Plant
Pr_60_55_96_07 : Biodispersant Chemicals
Pr_60_55_96_15 : Corrosion Inhibitor Chemicals
Pr_60_55_96_22 : Dispersant Chemicals
Pr_60_55_96_62 : Ph Control Chemicals
Pr_60_55_96_77 : Scale Inhibitor Chemicals
Pr_60_55_97 : Water Treatment Products
Pr_60_55_97_02 : Alkalinity Dosing Units
Pr_60_55_97_06 : Bioaugmentation Devices
Pr_60_55_97_07 : Biocide Dosing Pots
Pr_60_55_97_11 : Chemical Disinfection Devices
Pr_60_55_97_12 : Chemical Dosing Pots
Pr_60_55_97_13 : Chemical Injectors
Pr_60_55_97_14 : Clarifiers
Pr_60_55_97_15 : Coagulant Dosing Units
Pr_60_55_97_20 : Deionisation Units
Pr_60_55_97_21 : Desalination Units
Pr_60_55_97_22 : Disinfectant Dosing Units
Pr_60_55_97_23 : Distillation Units
Pr_60_55_97_24 : Drinking Water Nitrate Removal Devices
Pr_60_55_97_27 : Electrodialysis Units
Pr_60_55_97_43 : Ion Exchange Demineralization Units
Pr_60_55_97_44 : Ion Exchange Softening Units
Pr_60_55_97_50 : Magnetic Water Conditioners
Pr_60_55_97_63 : Ph Control Dosing Units
Pr_60_55_97_72 : Reverse Osmosis Units
Pr_60_55_97_85 : Sterilizers
Pr_60_55_97_86 : Surface Skimmers
Pr_60_55_97_93 : Ultra Violet (UV) Disinfection Devices
Pr_60_55_97_96 : Water Aerators
Pr_60_55_97_97 : Water Treatment Dosing Pots
Pr_60_60 : Heating And Cooling Source Products
Pr_60_60_08 : Boilers
Pr_60_60_08_15 : Condensing Gas Fired Boilers
Pr_60_60_08_33 : Gas Fired Boilers
Pr_60_60_08_58 : Oil Fired Boilers
Pr_60_60_08_80 : Solid Fuel Boilers
Pr_60_60_13 : Chillers And Cooling Towers
Pr_60_60_13_01 : Adsorption Chillers
Pr_60_60_13_04 : Air Cooled Liquid Chillers
Pr_60_60_13_14 : Closed Circuit Cooling Towers
Pr_60_60_13_22 : Direct Fired Absorption Liquid Chillers
Pr_60_60_13_27 : Electric Driven Refrigerant Compressors
Pr_60_60_13_33 : Gas Engine Driven Refrigerant Compressors
Pr_60_60_13_38 : Hot Water Fired Absorption Liquid Chillers
Pr_60_60_13_59 : Open Circuit Cooling Towers
Pr_60_60_13_84 : Steam Fired Absorption Liquid Chillers
Pr_60_60_13_96 : Water Cooled Liquid Chillers
Pr_60_60_36 : Heat Recovery Distribution Equipment
Pr_60_60_36_62 : Plate Recuperators
Pr_60_60_36_72 : Regenerators
Pr_60_60_36_74 : Run-Around Coils
Pr_60_60_36_88 : Thermal Wheels
Pr_60_60_38 : Heating Calorifiers And Plate Heat Exchangers
Pr_60_60_38_38 : Hot Water Non-Storage Calorifiers
Pr_60_60_38_60 : Packaged Plate Heat Exchangers
Pr_60_60_38_62 : Plate Heat Exchangers
Pr_60_60_38_84 : Steam Non-Storage Calorifiers
Pr_60_60_81 : Solar Collectors
Pr_60_60_81_26 : Evacuated Tube Solar Collectors
Pr_60_60_81_80 : Solar Heat Stores
Pr_60_60_96 : Water Heaters
Pr_60_60_96_26 : Electric Instantaneous Shower Units
Pr_60_60_96_27 : Electric Instantaneous Water Heaters
Pr_60_60_96_28 : Electric Storage Water Heaters
Pr_60_60_96_33 : Gas-Fired Instantaneous Water Heaters
Pr_60_60_96_34 : Gas-Fired Storage Water Heaters
Pr_60_60_96_42 : Immersion Heaters
Pr_60_65 : Air And Fume Source Products
Pr_60_65_03 : Air Handling Units
Pr_60_65_31 : Fume Cupboards And Safety Cabinets
Pr_60_65_31_33 : General-Purpose Fume Cupboards
Pr_60_65_31_46 : Laminar Flow Cabinets
Pr_60_65_31_52 : Microbiological Safety Cabinets
Pr_60_65_31_71 : Recirculatory Filtration Fume Cupboards
Pr_60_65_31_94 : Variable Air Volume Fume Cupboards
Pr_60_65_37_12 : Chilled Water Cooling Coils
Pr_60_65_37_27 : Electric Heater Batteries
Pr_60_65_37_33 : Gas Fired Heater Batteries
Pr_60_65_37_47 : Low Temperature Hot Water Heating Coils
Pr_60_65_37_72 : Refrigerant Cooling Coils
Pr_60_65_94 : Ventilation Hoods And Extract Points
Pr_60_65_94_29 : Fume Capturing Hoods
Pr_60_65_94_30 : Fume Enclosing Hoods
Pr_60_65_94_31 : Fume Receiving Hoods
Pr_60_65_94_32 : Fume Extract Points
Pr_60_65_94_45 : Kitchen Canopies
Pr_60_65_94_46 : Kitchen Extractor Hoods
Pr_60_65_94_94 : Vehicle Exhaust Nozzles
Pr_60_70 : Power Supply Products
Pr_60_70_06 : Batteries And Chargers
Pr_60_70_06_05 : Automatic Battery Chargers
Pr_60_70_06_06 : Battery Charge Points
Pr_60_70_06_22 : D.C. Central Battery Supply Units
Pr_60_70_06_71 : Rechargeable Dry Cell Battery Chargers
Pr_60_70_06_76 : Sealed Lead Acid Batteries
Pr_60_70_06_77 : Sealed Nickel Cadmium Batteries
Pr_60_70_06_94 : Valve Regulated (sealed) Lead Acid
Pr_60_70_06_95 : Vented Lead Acid Batteries
Pr_60_70_06_96 : Vented Nickel Cadmium Batteries
Pr_60_70_64 : Power Generators, Engines And Packaged Combined Heat And Power (CHP) Units
Pr_60_70_64_03 : Alternators
Pr_60_70_64_05 : Automatic Voltage Regulators
Pr_60_70_64_33 : Generator Sets
Pr_60_70_64_35 : Governors
Pr_60_70_64_41 : Internal Combustion Engines
Pr_60_70_64_47 : Load Banks
Pr_60_70_64_60 : Packaged Combined Heat And Power (CHP) Units
Pr_60_70_64_63 : Photovoltaic Modules
Pr_60_70_64_97 : Wind Turbines With Horizontal Shaft
Pr_60_70_64_98 : Wind Turbines With Vertical Shaft
Pr_60_70_65 : Power Supply Units
Pr_60_70_65_85 : Standby Power Supply Units
Pr_60_70_65_86 : Static Inverter Power Supply Units
Pr_60_70_65_93 : Uninterruptible Power Supply (UPS) Units
Pr_60_75 : Communications Source Products
Pr_60_75_03 : Antennae And Satellite Dishes
Pr_60_75_03_22 : Digital Audio Broadcasting (DAB) Antennae
Pr_60_75_03_31 : Frequency Modulation (FM) Antennae
Pr_60_75_03_75 : Satellite Dishes
Pr_60_75_03_92 : Ultra-High Frequency (UHF) Antennae
Pr_60_75_05 : Audio And Video Players And Recorders
Pr_60_75_05_07 : Blu-Ray Players
Pr_60_75_05_11 : Cassette Players
Pr_60_75_05_15 : Compact Disc Players
Pr_60_75_05_22 : Digital Video Recorders
Pr_60_75_05_56 : Network Video Recorders
Pr_60_75_05_87 : Time Lapse Video Recorders
Pr_60_75_05_88 : Tuners
Pr_60_75_06 : Audio Input Devices
Pr_60_75_06_03 : Automatic Message Generators
Pr_60_75_06_53 : Microphones
Pr_60_75_06_60 : Paging Consoles
Pr_60_75_06_71 : Remote Microphone Input Points
Pr_60_75_75_86_17 : Covert Surveillance Cameras
Pr_60_75_75_86_85 : Speed Cameras
Pr_60_75_75_86_86 : Surveillance Cameras
Pr_60_75_78 : Signal Transmitters
Pr_60_75_78_90 : Telemetry Transmitters
Pr_60_75_78_94 : Vibrating Radio Pager Transmitters
Pr_60_75_86 : Surveillance Cameras And Ancillaries
Pr_65 : Services Distribution Products
Pr_65_12 : Chutes
Pr_65_12_70 : Refuse And Linen Chutes
Pr_65_12_70_22 : Disposal Chutes
Pr_65_12_70_47 : Linen Chutes
Pr_65_12_71 : Refuse And Linen Chute Accessories
Pr_65_12_71_12 : Chute Cleaning Mechanisms
Pr_65_12_71_72 : Refuse And Recycling Separators
Pr_65_50 : Gutter And Fitting Products
Pr_65_50_35_02 : Aluminium Combined Fascias, Soffits And Gutters
Pr_65_50_35_04 : Aluminium Composite Roof Gutters
Pr_65_50_35_06 : Aluminium Eaves Gutters
Pr_65_50_35_08 : Aluminium Roof Gutters
Pr_65_50_35_11 : Cast Iron Eaves Gutters
Pr_65_50_35_15 : Copper Eaves Gutters
Pr_65_50_35_28 : Carbon Steel Chambered Gutters
Pr_65_50_35_29 : Carbon Steel Combined Fascias, Soffits And Gutters
Pr_65_50_35_30 : Carbon Steel Composite Gutters
Pr_65_50_35_31 : Carbon Steel Eaves Gutters
Pr_65_50_35_32 : Carbon Steel Roof Gutters
Pr_65_50_35_34 : Glass Reinforced Plastics (GRP) Composite Roof Gutters
Pr_65_50_35_35 : Glass Reinforced Plastics (GRP) Eaves Gutters
Pr_65_50_35_36 : Glass Reinforced Plastics (GRP) Roof Gutters
Pr_65_50_35_38 : Gutter Linings
Pr_65_50_35_40 : Hot Dip Precoated Carbon Steel Combined Fascias, Soffits And Gutters
Pr_65_50_35_42 : Hot Dip Precoated Carbon Steel Eaves Gutters
Pr_65_50_35_82 : Stainless Steel Eaves Gutters
Pr_65_50_35_92 : Unplasticized Polyvinylchloride (PVC-U) Eaves Gutters
Pr_65_50_35_99 : Zinc Eaves Gutters
Pr_65_50_85 : Steam And Condensate Recovery Vessels
Pr_65_50_85_27 : Electric Condensate Recovery Units
Pr_65_50_85_51 : Mechanical Condensate Recovery Units
Pr_65_50_85_94 : Vented Mechanical Condensate Recovery Units
Pr_65_52 : Pipe, Tube And Fitting Products
Pr_65_52_01 : Access And Inspection Chambers And Gullies
Pr_65_52_01_01 : Access And Inspection Chambers
Pr_65_52_01_02 : Access Covers
Pr_65_52_01_03 : Access Gratings
Pr_65_52_01_04 : Aluminium Inspection Chambers
Pr_65_52_01_10 : Carbon Steel Inspection Chambers
Pr_65_52_01_11 : Cast Iron Composite Gullies
Pr_65_52_01_12 : Cast Iron One Piece Gullies
Pr_65_52_01_13 : Cast Iron Rodding Eyes
Pr_65_52_01_14 : Concrete Access Cover Seatings
Pr_65_52_01_16 : Concrete Inspection Chamber Sections
Pr_65_52_01_17 : Concrete Inspection Chamber Cover Slabs
Pr_65_52_01_18 : Concrete Inspection Chamber Shaft Sections
Pr_65_52_01_19 : Concrete Inspection Chamber Transition Sections
Pr_65_52_01_20 : Concrete Manhole Base Units
Pr_65_52_01_21 : Concrete Manhole Chamber Sections
Pr_65_52_01_22 : Concrete Manhole Shaft Sections
Pr_65_52_01_23 : Concrete Manhole Transition Sections
Pr_65_52_01_24 : Concrete Manholes And Soakaway Cover Slabs
Pr_65_52_01_25 : Concrete Soakaway Shaft Sections
Pr_65_52_01_50 : Manhole Covers
Pr_65_52_01_51 : Manhole Frames
Pr_65_52_01_58 : Orifice Plate Drainage Flow Controllers
Pr_65_52_01_60 : Plastics Below-Ground Access Or Equipment Chambers
Pr_65_52_01_61 : Plastics Channels For Access Chambers
Pr_65_52_01_62 : Plastics Distribution And Sampling Chambers
Pr_65_52_01_63 : Plastics Inspection Chambers
Pr_65_52_01_64 : Plastics Mini Inspection Chambers
Pr_65_52_01_65 : Plastics Restricted Access Inspection Shafts
Pr_65_52_01_66 : Preformed Access Ducts
Pr_65_52_01_72 : Recycled Polyethylene (PE) Inspection Chambers
Pr_65_52_01_80 : Small Surface Boxes
Pr_65_52_01_84 : Stainless Steel Inspection Chambers
Pr_65_52_01_95 : Vortex Flow Drainage Controllers
Pr_65_52_07_15 : Concrete Perforated Below-Ground Drainage Pipes For Flexible Jointing
Pr_65_52_07_16 : Concrete Plain Wall Below-Ground Drainage Pipes For Flexible Jointing
Pr_65_52_07_25 : Ductile Iron Pressure Pipes
Pr_65_52_07_34 : Grey Cast Iron Below-Ground Drainage Pipes
Pr_65_52_07_36 : High-Density Polyethylene (HDPE) Pressure Pipes
Pr_65_52_07_38 : High-Density Polyethylene (HDPE) Structured Wall Below-Ground Drainage Pipes For Flexible Jointing
Pr_65_52_07_40 : High-Density Polyethylene (HDPE) Structured Wall Perforated Below-Ground Drainage Pipes For Flexible Jointing
Pr_65_52_07_58 : Oriented Unplasticized Polyvinylchloride (PVC-O) Pressure Pipes
Pr_65_52_07_63 : Plastics Flexible (coil) Perforated Wall Below-Ground Drainage Pipes
Pr_65_52_07_64 : Polypropylene (PP) Solid Wall Below-Ground Drainage Pipes For Flexible Jointing
Pr_65_52_07_65 : Polypropylene (PP) Structured Wall Below-Ground Drainage Pipes For Flexible Jointing
Pr_65_52_07_66 : Polypropylene (PP) Structured Wall Perforated Below-Ground Drainage Pipes For Flexible Jointing
Pr_65_52_07_87 : Unplasticized Polyvinylchloride (PVC-U) Pressure Pipes
Pr_65_52_07_88 : Unplasticized Polyvinylchloride (PVC-U) Solid Wall Below-Ground Drainage Pipes For Flexible Jointing
Pr_65_52_07_89 : Unplasticized Polyvinylchloride (PVC-U) Solid Wall Perforated Below-Ground Drainage Pipes For Flexible Jointing
Pr_65_52_07_90 : Unplasticized Polyvinylchloride (PVC-U) Structured Wall Below-Ground Drainage Pipes For Flexible Jointing
Pr_65_52_07_91 : Unplasticized Polyvinylchloride (PVC-U) Structured Wall Perforated Below-Ground Drainage Pipes For Flexible Jointing
Pr_65_52_07_92 : Unplasticized Polyvinylchloride Alloy (PVC-A) Pressure Pipes
Pr_65_52_07_94 : Vitrified Clay Perforated Below-Ground Drainage Pipes For Flexible Jointing
Pr_65_52_07_96 : Vitrified Clay Plain Wall Below-Ground Drainage Open Butt Joint Pipes (land Drainage Tiles)
Pr_65_52_07_97 : Vitrified Clay Plain Wall Below-Ground Drainage Pipes For Flexible Jointing
Pr_65_52_07_98 : Vitrified Clay Plain Wall Below-Ground Drainage Pipes For Rigid Jointing
Pr_65_52_20 : Culverts
Pr_65_52_20_15 : Concrete Arch Culverts
Pr_65_52_20_16 : Concrete Box Culverts
Pr_65_52_20_17 : Concrete Bridge Culverts
Pr_65_52_20_18 : Concrete Pipe Arch Culverts
Pr_65_52_20_19 : Concrete Pipe Culverts
Pr_65_52_20_20 : Corrugated Steel Pipe Culverts
Pr_65_52_20_84 : Structural Plate Corrugated Steel Pipe Culverts
Pr_65_52_24 : Drainage Gullies And Channels
Pr_65_52_24_02 : Adaptors For Above-Ground Pipe Connections To Clay Drainage Pipelines
Pr_65_52_24_03 : Adaptors For Above-Ground Pipe Connections To Plastics Drainage Pipelines
Pr_65_52_24_11 : Carriageway Kerb And Drainage Channels
Pr_65_52_24_14 : Covers And Gratings For Floor Channels
Pr_65_52_24_15 : Covers And Gratings For Floor Gullies
Pr_65_52_24_22 : Discharge And Ventilating Stack Terminations
Pr_65_52_24_24 : Drainage Channels With Gratings
Pr_65_52_24_26 : Filtration Drainage Channels
Pr_65_52_24_28 : Flexible Couplings Between Below-Ground Drainage Pipes
Pr_65_52_24_29 : Floor Channels
Pr_65_52_24_30 : Floor Gullies
Pr_65_52_24_34 : Gravity Rainwater Outlets
Pr_65_52_24_47 : Linear Slot Drainage Channels
Pr_65_52_24_59 : Plastics Composite Gullies
Pr_65_52_24_60 : Plastics One Piece Gullies
Pr_65_52_24_61 : Plastics Rodding Eyes
Pr_65_52_24_64 : Polypropylene (PP) Composite Gullies
Pr_65_52_24_65 : Polypropylene (PP) One Piece Gullies
Pr_65_52_24_67 : Precast Concrete One Piece Gullies
Pr_65_52_24_70 : Rainwater Pipe Diverter Units
Pr_65_52_24_73 : Rat Barrier Pipes
Pr_65_52_24_75 : Saddle Connectors To Below-Ground Drainage Pipes
Pr_65_52_24_79 : Silt Buckets
Pr_65_52_24_81 : Siphonic Rainwater Outlets
Pr_65_52_24_91 : Vitrified Clay Channels For Access Chambers
Pr_65_52_24_92 : Vitrified Clay Composite Gullies
Pr_65_52_24_94 : Vitrified Clay One Piece Gullies
Pr_65_52_24_95 : Vitrified Clay Rodding Eyes
Pr_65_52_25_06 : Below-Ground Grease Traps And Converters
Pr_65_52_25_32 : Free-Standing Grease Traps And Converters
Pr_65_52_25_62 : Plastics Silt Traps
Pr_65_52_25_68 : Precast Concrete Silt Traps
Pr_65_52_25_75 : Sanitary Appliance Traps
Pr_65_52_25_93 : Vitrified Clay Interceptor Traps
Pr_65_52_25_96 : Vitrified Clay Silt Traps
Pr_65_52_34 : Gauges And Sight Glasses
Pr_65_52_34_23 : Steam Sight Glasses
Pr_65_52_34_47 : Contents Gauges
Pr_65_52_34_48 : Contents Sight Glasses
Pr_65_52_34_65 : Pressure And Altitude Gauges
Pr_65_52_34_66 : Pressure Gauges
Pr_65_52_34_88 : Temperature Gauges
Pr_65_52_38 : Hoses And Hose Reels
Pr_65_52_38_14 : Compressed Air Coil Hoses
Pr_65_52_38_16 : Compressed Air Hose Reel Balancers
Pr_65_52_38_18 : Compressed Air Hose Reels
Pr_65_52_38_20 : Crushproof Vehicle Exhaust Hoses
Pr_65_52_38_30 : Flexible Vibration Isolation Hoses
Pr_65_52_38_33 : Gas Hose Reels
Pr_65_52_38_84 : Spiral Compressed Air Hoses
Pr_65_52_38_85 : Spiral Plastics Hoses
Pr_65_52_38_86 : Spring Balancer Vehicle Exhaust Hose Supports
Pr_65_52_38_94 : Vehicle Exhaust Hose Reels
Pr_65_52_38_96 : Water Hose Reels
Pr_65_52_38_97 : Water Fire Extinguishing Hose Couplings
Pr_65_52_38_98 : Wc Washdown Hoses
Pr_65_52_61 : Pipe Accessories
Pr_65_52_61_15 : Concealed Intumescent Pipe Collars
Pr_65_52_61_28 : Electrical Resistance Surface Trace Heating
Pr_65_52_61_42 : Insulated Wrap Pipe Collars
Pr_65_52_61_62 : Pipe Sleeves
Pr_65_52_61_86 : Surface-Mounted Intumescent Pipe Collars
Pr_65_52_61_91 : Tundishes
Pr_65_52_62 : Pipe Jointing Materials
Pr_65_52_62_09 : Brazing Compound
Pr_65_52_62_36 : Hemp And Paste
Pr_65_52_62_81 : Solder
Pr_65_52_63 : Pipes And Fittings
Pr_65_52_63_02 : Acrylonitrile Butadiene Styrene (ABS) Pipes And Fittings
Pr_65_52_63_04 : Aluminium Pipes And Fittings
Pr_65_52_63_08 : Borosilicate Glass Pipes And Fittings
Pr_65_52_63_11 : Carbon Steel Pipes And Fittings
Pr_65_52_63_12 : Cast Iron Pipes And Fittings
Pr_65_52_63_13 : Chlorinated Polyvinylchloride (PVC-C) Pipes And Fittings
Pr_65_52_63_14 : Concrete Perforated Pipes And Fittings
Pr_65_52_63_15 : Concrete Pipes And Fittings
Pr_65_52_63_16 : Copper Pipes And Fittings
Pr_65_52_63_17 : Corrugated Stainless Steel Pipes And Fittings
Pr_65_52_63_18 : Cross-Linked Polyethylene (PE-X) Pipes And Fittings
Pr_65_52_63_25 : Ductile Iron Pipes And Fittings
Pr_65_52_63_32 : Glass Pipes And Fittings
Pr_65_52_63_33 : Glass Reinforced Plastics (GRP) Pipes And Fittings
Pr_65_52_63_34 : Grey Cast Iron Pipes And Fittings
Pr_65_52_63_37 : High-Density Polyethylene (HDPE) Pipes And Fittings
Pr_65_52_63_52 : Modified Unplasticized Polyvinylchloride (MUPVC) Pipes And Fittings
Pr_65_52_63_58 : Oriented Unplasticized Polyvinylchloride (PVC-O) Pipes And Fittings
Pr_65_52_63_61 : Polybutylene (PB) Pipes And Fittings
Pr_65_52_63_62 : Polyethylene (PE) Pressure Pipes And Fittings
Pr_65_52_63_63 : Polyethylene (PE) Structured Wall Perforated Pipes And Fittings
Pr_65_52_63_64 : Polyethylene (PE) Structured Wall Pipes And Fittings
Pr_65_52_63_65 : Polypropylene (PP) Solid Wall Pipes And Fittings
Pr_65_52_63_66 : Polypropylene (PP) Structured Wall Perforated Pipes And Fittings
Pr_65_52_63_67 : Polypropylene (PP) Structured Wall Pipes And Fittings
Pr_65_52_63_84 : Stainless Steel Pipes And Fittings
Pr_65_52_63_89 : Unplasticized Polyvinylchloride (PVC-U) Solid Wall Perforated Pipes And Fittings
Pr_65_52_63_90 : Unplasticized Polyvinylchloride (PVC-U) Solid Wall Pipes And Fittings
Pr_65_52_63_91 : Unplasticized Polyvinylchloride (PVC-U) Structured Wall Perforated Pipes And Fittings
Pr_65_52_63_92 : Unplasticized Polyvinylchloride (PVC-U) Structured Wall Pipes And Fittings
Pr_65_52_63_93 : Unplasticized Polyvinylchloride Alloy (PVC-A) Pipes And Fittings
Pr_65_52_63_94 : Vitrified Clay Perforated Pipes And Fittings
Pr_65_52_63_95 : Vitrified Clay Plain Wall Open Butt Joint Pipes And Fittings
Pr_65_52_63_96 : Vitrified Clay Plain Wall Pipes And Fittings
Pr_65_52_63_99 : Zinc Pipes And Fittings
Pr_65_53 : Pump Products
Pr_65_53_24 : Drainage Pumps
Pr_65_53_24_80 : Small Bore Discharge Macerator And Pumps
Pr_65_53_24_81 : Small Bore Discharge Pumps
Pr_65_53_24_86 : Submersible Pumps
Pr_65_53_86 : Supply And Exhaust Pumps
Pr_65_53_86_05 : Automatic Condensate Pumps
Pr_65_53_86_07 : Belt Driven End Suction Pumps
Pr_65_53_86_11 : Canned Rotor Pumps
Pr_65_53_86_12 : Centrifugal Pumps
Pr_65_53_86_13 : Close-Coupled End Suction Pumps
Pr_65_53_86_15 : Close-Coupled In Line Pumps
Pr_65_53_86_32 : Fuel Oil Transfer Pumps
Pr_65_53_86_50 : Medical Gas Exhauster Units
Pr_65_53_86_51 : Metering Pumps
Pr_65_53_86_55 : Multi-Stage Pumps
Pr_65_53_86_66 : Pressure Booster Pumps
Pr_65_53_86_68 : Pressurization Units
Pr_65_53_86_86 : Suction Pumps
Pr_65_54 : Valve Products
Pr_65_54_24 : Valve Products tempxxx
Pr_65_54_24_02 : Air Admittance Valves
Pr_65_54_24_04 : Anti-Flood Valves
Pr_65_54_30 : Fire Fighting Valves
Pr_65_54_30_15 : Container Gas Fire Extinguishing Valves
Pr_65_54_30_22 : Deluge Valves
Pr_65_54_30_24 : Dry Riser Landing Valves
Pr_65_54_30_37 : High And Low Pressure Selector Gas Fire Extinguishing Valves
Pr_65_54_30_42 : Inlet Breechings
Pr_65_54_30_85 : Sprinkler System Alarm Valves
Pr_65_54_30_96 : Water Mist Control Valves
Pr_65_54_30_97 : Wet Riser Landing Valves
Pr_65_54_33_03 : Anti-Siphon Liquid Fuel Supply Valves
Pr_65_54_33_04 : Area Medical Gas Valve Service Units
Pr_65_54_33_05 : Area Medical Gas Service Modules
Pr_65_54_33_33 : Gas Ball Valves
Pr_65_54_33_75 : Gas Pressure Reducing Stations
Pr_65_54_33_34 : Gas Butterfly Valves
Pr_65_54_33_35 : Gas Solenoid Valves
Pr_65_54_33_43 : Industrial Vacuum Flow Regulating Valves
Pr_65_54_33_47 : Liquefied Petroleum Gas (LPG) Pressure Regulators
Pr_65_54_33_48 : Liquefied Petroleum Gas (LPG) Pressure Relief Valves
Pr_65_54_33_49 : Liquefied Petroleum Gas (LPG) Shut Off Valves And Emergency Valves
Pr_65_54_33_51 : Mechanical Gas Safety Valves
Pr_65_54_33_52 : Medical Gas Line Valves
Pr_65_54_33_53 : Medical Gas Supply Manifolds
Pr_65_54_33_54 : Medical Vacuum Flow Regulating Valves
Pr_65_54_33_71 : Remote Acting Fire Safety Liquid Fuel Supply Valves
Pr_65_54_85 : Steam Valves
Pr_65_54_85_08 : Blowdown Valves
Pr_65_54_85_26 : Electrically-Actuated Control Steam Valves
Pr_65_54_85_65 : Pneumatically-Actuated Control Steam Valves
Pr_65_54_85_77 : Self-Acting Control Steam Valves
Pr_65_54_85_78 : Self-Acting Steam Temperature Valves
Pr_65_54_85_88 : Temperature And Pressure Control Steam Valves
Pr_65_54_94 : Valve Accessories
Pr_65_54_94_05 : Automatic Air Vents
Pr_65_54_94_06 : Ball Valve Floats
Pr_65_54_94_50 : Manual Air Vents
Pr_65_54_94_87 : Test Points
Pr_65_54_94_88 : T-Keys
Pr_65_54_94_94 : Valve Keys
Pr_65_54_95_24 : Draw Off Taps
Pr_65_54_95_25 : Diaphragm Valves
Pr_65_54_95_26 : Double Regulating Valves
Pr_65_54_95_27 : Draining Taps
Pr_65_54_95_28 : Excess Pressure Valves
Pr_65_54_95_29 : Float-Operated Valves
Pr_65_54_95_30 : Flow Measuring Valves
Pr_65_54_95_31 : Flow-Reducing Servicing Valves
Pr_65_54_95_33 : Gate Valves
Pr_65_54_95_34 : Globe Valves
Pr_65_54_95_63 : Plug Valves
Pr_65_54_95_66 : Pressure Reducing Valves
Pr_65_54_95_67 : Pressure Surplussing Valves
Pr_65_54_95_87 : Thermostatic Mixing Valves
Pr_65_54_95_89 : Three-Way Vent Cocks
Pr_65_54_95_92 : Underfloor Heating And Cooling Manifolds
Pr_65_54_95_96 : Water Ball Valves
Pr_65_54_95_97 : Water Butterfly Valves
Pr_65_55 : Liquid And Gas Distribution Products
Pr_65_55_62 : Phase Change Distribution Products
Pr_65_55_62_47 : Liquefied Petroleum Gas (LPG) Vaporizers
Pr_65_55_76 : Separators
Pr_65_55_76_05 : Austenitic Stainless Steel Steam And Condensate Separators
Pr_65_55_76_11 : Carbon Steel Steam And Condensate Separators
Pr_65_55_76_12 : Cast Iron Steam And Condensate Separators
Pr_65_55_76_13 : Centrifugal Air Separators
Pr_65_55_76_15 : Combined Air And Dirt Separators
Pr_65_55_76_22 : Dirt Separators
Pr_65_55_76_58 : Oil And Petrol Separators
Pr_65_55_76_59 : Oil And Water Separators
Pr_65_55_76_82 : Spheroidal Graphite (SG) Cast Iron Steam And Condensate Separators
Pr_65_55_76_84 : Stainless Steel Steam And Condensate Separators
Pr_65_55_76_96 : Water Separators
Pr_65_55_84 : Steam And Condensate Distribution
Pr_65_55_84_75 : Sample Coolers
Pr_65_55_84_94 : Vacuum Breakers
Pr_65_55_86 : Steam Traps
Pr_65_55_86_06 : Balanced Pressure Steam Traps
Pr_65_55_86_07 : Ball Float Steam Traps
Pr_65_55_86_08 : Bimetallic Steam Traps
Pr_65_55_86_42 : Inverted Bucket Steam Traps
Pr_65_55_86_88 : Thermodynamic Steam Traps
Pr_65_55_86_89 : Thermostatic Steam Traps
Pr_65_57 : Filter Products
Pr_65_57_02 : Air Filters
Pr_65_57_02_02 : Activated Carbon Air Filters
Pr_65_57_02_03 : Air Gas And Vapour Cleaners
Pr_65_57_02_04 : Air Particle Cleaners
Pr_65_57_02_06 : Baffle Grease Air Filters
Pr_65_57_02_07 : Bag Air Filters
Pr_65_57_02_11 : Cartridge Grease Air Filters
Pr_65_57_02_15 : Cold Water Mist Grease Air Filters
Pr_65_57_02_25 : Duct-Mounted Modular Electrostatic Air Filters
Pr_65_57_02_26 : Efficient Particulate Arrestor (EPA) Air Filters
Pr_65_57_02_28 : Electrostatic Precipitators
Pr_65_57_02_37 : High Efficiency Particle Arrestor (HEPA) Air Filters
Pr_65_57_02_52 : Mesh Air Filters
Pr_65_57_02_66 : Panel Air Filters
Pr_65_57_02_70 : Safe Change Filter Changing Units
Pr_65_57_02_92 : Ultra Low Particle Arrestor (ULPA) Air Filters
Pr_65_57_02_96 : Water Wash Grease Air Filters
Pr_65_57_58 : Oil Filters And Strainers
Pr_65_57_58_58 : Oil Filters
Pr_65_57_58_59 : Oil Strainers
Pr_65_57_96 : Water Filters And Strainers
Pr_65_57_96_02 : Activated Carbon Water Filters
Pr_65_57_96_03 : Active Biological Water Filters
Pr_65_57_96_04 : Angle Water Strainers
Pr_65_57_96_06 : Basket Water Filters
Pr_65_57_96_07 : Basket Water Strainers
Pr_65_57_96_08 : Bottle Brush Water Filters
Pr_65_57_96_11 : Canister Water Filters
Pr_65_57_96_12 : Cartridge Water Filters
Pr_65_57_96_13 : Chlorine Dioxide Biological Water Filters
Pr_65_57_96_15 : Coalescing Water Filters
Pr_65_57_96_22 : Diatomaceous Earth Water Filters
Pr_65_57_96_25 : Dust Water Filters
Pr_65_57_96_29 : Fast Bed Rapid Sand Water Filters
Pr_65_57_96_30 : Floating Tank Water Filters
Pr_65_57_96_33 : Glass Water Filters
Pr_65_57_96_34 : Granular Activated Carbon Water Filters
Pr_65_57_96_35 : Gravel Water Filters
Pr_65_57_96_51 : Media Water Filters
Pr_65_57_96_52 : Membrane Water Filters
Pr_65_57_96_53 : Mesh Water Filters
Pr_65_57_96_62 : Pilot Water Filters
Pr_65_57_96_70 : Rapid Gravity Water Filters
Pr_65_57_96_72 : Reed Bed Water Filters
Pr_65_57_96_75 : Sand Water Filters
Pr_65_57_96_77 : Side Stream Water Filters
Pr_65_57_96_79 : Slow Bed Sand Water Filters
Pr_65_57_96_86 : Subsurface Vortex Water Filters
Pr_65_57_96_99 : Y-Type Water Strainers
Pr_65_65 : Ductwork Products
Pr_65_65_24 : Ductwork Products tempxxx
Pr_65_65_24_29 : Fire And Smoke Dampers
Pr_65_65_24_30 : Fire Dampers
Pr_65_65_24_56 : Non-Return Dampers
Pr_65_65_24_66 : Pressure Control Flaps
Pr_65_65_24_68 : Pressure Relief Dampers
Pr_65_65_24_78 : Shut Off Dampers
Pr_65_65_24_80 : Smoke Dampers
Pr_65_65_24_95 : Volume Control Dampers
Pr_65_65_25 : Ductwork And Fittings
Pr_65_65_25_30 : Fire Rated And Smoke Extract Ductwork And Fittings
Pr_65_65_25_32 : Flexible Ductwork
Pr_65_65_25_34 : Glass Fibre Ductwork And Fittings
Pr_65_65_25_63 : Plastics Ductwork And Fittings
Pr_65_65_25_64 : Pre-Insulated Ductwork And Fittings
Pr_65_65_25_77 : Sheet Metal Ductwork And Fittings
Pr_65_67 : Air And Fume Distribution Products
Pr_65_67_16 : Compressed Air Products
Pr_65_67_16_02 : Air Compressors
Pr_65_67_16_03 : Air-Cooled After Coolers
Pr_65_67_16_04 : Air Preparation Units
Pr_65_67_16_05 : Air Receivers
Pr_65_67_16_08 : Blow Protectors
Pr_65_67_16_22 : Desiccant Air Driers
Pr_65_67_16_71 : Refrigerant Air Driers
Pr_65_67_16_96 : Water-Cooled After Coolers
Pr_65_67_22 : De-Aerators
Pr_65_67_22_47 : Liquid Fuel De-Aerators
Pr_65_67_22_66 : Pressure Differential De-Aerators
Pr_65_67_22_88 : Temperature Differential De-Aerators
Pr_65_67_28 : Expansion Compensators
Pr_65_67_28_03 : Angular Expansion Compensators
Pr_65_67_28_05 : Axial Expansion Compensators
Pr_65_67_28_46 : Lateral Expansion Compensators
Pr_65_67_29 : Fans
Pr_65_67_29_05 : Axial Flow Fans
Pr_65_67_29_12 : Centrifugal Fans
Pr_65_67_29_44 : Jet Fans
Pr_65_67_29_52 : Mixed Flow Fans
Pr_65_67_29_67 : Propeller Fans
Pr_65_67_29_72 : Roof-Mounted Fans
Pr_65_67_39 : Humidifiers And Dehumidifiers
Pr_65_67_39_22 : Desiccant Dehumidifiers
Pr_65_67_39_28 : Evaporative Humidifiers
Pr_65_67_39_84 : Steam Humidifiers
Pr_65_67_39_96 : Water Atomizing Humidifiers
Pr_65_67_78 : Silencers And Attenuators
Pr_65_67_78_02 : Acoustic Duct Linings
Pr_65_67_78_05 : Air Transfer And Cross Talk Attenuators
Pr_65_67_78_12 : Circular Silencers
Pr_65_67_94 : Vehicle Exhaust Distribution Products
Pr_65_67_94_25 : Ducted Rail Tracks
Pr_65_70 : Cables, Conductors And Fitting Products
Pr_65_70_10 : Busbars
Pr_65_70_10_33 : High Voltage Busbars
Pr_65_70_10_45 : Lighting Busbar Trunking
Pr_65_70_10_47 : Low Voltage Busbars
Pr_65_70_11 : Cable Conduit, Ducting And Trunking
Pr_65_70_20 : Cable Protection Products
Pr_65_70_20_04 : Anti-Vandal Capping
Pr_65_70_11_10 : Buried Conduit
Pr_65_70_11_11 : Carbon Steel Cable Ducting
Pr_65_70_11_12 : Carbon Steel Floor Cable Trunking
Pr_65_70_11_13 : Carbon Steel Cable Trunking
Pr_65_70_11_15 : Conduit Fittings
Pr_65_70_11_28 : Extruded Aluminium Cable Trunking
Pr_65_70_11_30 : Flexible Conduit
Pr_65_70_11_63 : Pliable Conduit
Pr_65_70_11_71 : Rigid Conduit
Pr_65_70_11_79 : Slotted Cable Trunking
Pr_65_70_11_84 : Stainless Steel Floor Cable Ducting
Pr_65_70_11_85 : Stainless Steel Floor Cable Trunking
Pr_65_70_11_86 : Stainless Steel Cable Trunking
Pr_65_70_11_92 : Unplasticized Polyvinylchloride (PVC-U) Cable Ducting
Pr_65_70_20_92 : Underground Concrete Cable Protection Covers
Pr_65_70_11_93 : Unplasticized Polyvinylchloride (PVC-U) Floor Trunking
Pr_65_70_20_93 : Underground Plastics Cable Ducts
Pr_65_70_11_94 : Unplasticized Polyvinylchloride (PVC-U) Cable Trunking
Pr_65_70_20_94 : Underground Plastics Cable Protection Covers
Pr_65_70_15 : Communications Cables
Pr_65_70_15_06 : Balanced Twisted-Pair Cables
Pr_65_70_15_13 : Coaxial Cables
Pr_65_70_15_17 : Copper Voice Cables
Pr_65_70_15_58 : Optical Fibre Cables
Pr_65_70_15_60 : Patch Cords
Pr_65_70_15_76 : Screened Twisted Pair Cables
Pr_65_70_15_88 : Functional Earth Cables
Pr_65_70_36 : High Voltage Cables
Pr_65_70_36_36 : High Voltage Cable Terminations
Pr_65_70_36_37 : High Voltage Extruded Insulation Power Cables
Pr_65_70_36_38 : High Voltage Low Smoke Thermosetting Insulation Armoured Power Cables
Pr_65_70_36_39 : High Voltage Impregnated Paper Insulation Lead Alloy Sheathed Cables
Pr_65_70_36_40 : High Voltage Thermosetting Insulation Armoured Cables
Pr_65_70_46 : Lightning And Earth Conductors
Pr_65_70_46_02 : Air Terminals
Pr_65_70_46_04 : Aluminium Rod Lightning Conductors
Pr_65_70_46_14 : Copper Solid Circular Lightning Conductors
Pr_65_70_46_24 : Earth Bars
Pr_65_70_46_25 : Earth Plates
Pr_65_70_46_26 : Earth Rod Inspection Pits
Pr_65_70_46_27 : Earth Rods
Pr_65_70_46_29 : Earthing And Bonding Conductors
Pr_65_70_48 : Low Voltage Cables
Pr_65_70_48_29 : Fire Resistant, Insulated And Sheathed Armoured Cables
Pr_65_70_48_30 : Fire Resistant, Insulated And Sheathed Cables
Pr_65_70_48_32 : Flexible Electrical Cords
Pr_65_70_48_41 : Industrial Flexible Electrical Cords
Pr_65_70_48_51 : Mineral Insulation Cables
Pr_65_70_48_63 : Polyvinylchloride (PVC) Insulation Cables
Pr_65_70_48_77 : Single-Core Heat-Resisting Insulation Cables
Pr_65_70_48_84 : Split Concentric, Insulated And Sheathed Cables
Pr_65_70_48_87 : Thermosetting Insulation Low-Smoke Zero-Halogen (LSZH) Sheathed Armoured Cables
Pr_65_70_48_88 : Thermosetting Insulation Polyvinylchloride (PVC) Sheathed Armoured Cables
Pr_65_70_48_89 : Thermosetting Insulation Polyvinylchloride (PVC) Sheathed Cables (cross-linked Polyethylene (XLPE)/ Pvc Singles)
Pr_65_70_48_90 : Thermosetting Insulation Cables
Pr_65_70_48_91 : Thermosetting Insulation Metal-Screened Low-Smoke Zero-Halogen (LSZH) Sheathed Multicore Cables
Pr_65_70_66 : Prefabricated Cables
Pr_65_70_66_64 : Prefabricated Low-Smoke Zero-Halogen (LSZH) Insulated And Sheathed Multi-Core Cables
Pr_65_70_66_66 : Prefabricated Low-Smoke Zero-Halogen (LSZH) Insulated Single Cables In Flexible Conduit
Pr_65_70_66_71 : Rj45 Cables
Pr_65_72_26 : Electrical Protective Devices
Pr_65_72_26_02 : Air Circuit Breakers
Pr_65_72_26_11 : Cartridge Fuses
Pr_65_72_26_32 : Fuse Links
Pr_65_72_26_44 : J-Type Feeder Pillar Fuses
Pr_65_72_26_47 : Low-Voltage Fuses
Pr_65_72_26_52 : Miniature Circuit Breakers
Pr_65_72_26_53 : Moulded Case Circuit Breakers
Pr_65_72_26_72 : Residual Current Circuit Breakers
Pr_65_72_26_73 : Residual Current Circuit Breakers With Integral Overcurrent Protection
Pr_65_72_26_88 : Transient Overvoltage Surge Suppression Devices
Pr_65_72_43 : Inverters And Power Devices
Pr_65_72_43_01 : Active Electrical Filters
Pr_65_72_43_05 : Automatic Power Factor Correction Equipment
Pr_65_72_43_07 : Blocking Diodes
Pr_65_72_43_39 : Hybrid Electrical Filters
Pr_65_72_43_42 : Inverters
Pr_65_72_43_60 : Passive Electrical Filters
Pr_65_72_43_64 : Power Conditioning Units
Pr_65_72_43_91 : Turbine Control Units
Pr_65_72_43_95 : Voltage Transformers
Pr_65_75 : Communications Distribution Products
Pr_65_75_04 : Audio Amplifiers
Pr_65_75_04_46 : Launch Amplifiers
Pr_65_75_04_50 : Masthead Amplifiers
Pr_65_75_04_52 : Mixer Amplifiers
Pr_65_75_04_64 : Power Amplifiers
Pr_65_75_04_66 : Pre-Amplifiers
Pr_65_75_04_80 : Sound Amplifiers
Pr_65_75_05 : Audio And Visual Distribution
Pr_65_75_05_23 : Diplexers
Pr_65_75_05_25 : Equalizers
Pr_65_75_05_54 : Mixers
Pr_65_75_05_85 : Splitters
Pr_65_75_42 : Induction Loops
Pr_65_75_42_38 : Induction Loop Amplifiers
Pr_65_75_42_39 : Induction-Loop Monitor Receivers
Pr_65_75_42_40 : Induction Loop Pads
Pr_65_75_42_41 : Induction Loop Signal Generators
Pr_65_75_42_42 : Induction Loop Transformers
Pr_65_75_95 : Voice Distribution
Pr_65_75_95_45 : Infrared Hearing And Assisted Listening Radiators
Pr_65_75_95_56 : Modulators
Pr_65_75_95_64 : Portable Communicators
Pr_65_80_23 : Dock Levellers
Pr_65_80_23_06 : Bascule Dock Bridges
Pr_65_80_23_38 : Hydraulic Hinged-Lip Dock Levellers
Pr_65_80_23_39 : Hydraulic Telescopic-Lip Dock Levellers
Pr_65_80_23_51 : Mechanical Dock Levellers
Pr_65_80_28 : Escalator And Travelator Distribution Products
Pr_65_80_28_21 : Escalator And Travelator Balustrade Panels
Pr_65_80_28_22 : Escalator And Travelator Decking
Pr_65_80_28_23 : Escalator And Travelator Electric Drives
Pr_65_80_28_24 : Escalator And Travelator External Cladding
Pr_65_80_28_25 : Escalator And Travelator Hand Winding Equipment
Pr_65_80_28_26 : Escalator And Travelator Handrails
Pr_65_80_28_27 : Escalator And Travelator Landing Comb Plates
Pr_65_80_28_28 : Escalator And Travelator Landing Cover Plates
Pr_65_80_28_29 : Escalator And Travelator Skirtings
Pr_65_80_28_30 : Escalator And Travelator Solid Guards At Ceiling Intersections
Pr_65_80_28_31 : Escalator And Travelator Treadway Belts
Pr_65_80_28_32 : Escalator And Travelator Treadway Pallets
Pr_65_80_28_33 : Escalator And Travelator Treadway Steps
Pr_65_80_42 : Inclined Transport Cars, Platforms And Chairs
Pr_65_80_42_09 : Bridging Inclined Stair Lift Platforms
Pr_65_80_42_11 : Cable Cars
Pr_65_80_42_39 : Inclined Chairlifts
Pr_65_80_42_40 : Inclined Stair Lift Chairs
Pr_65_80_42_41 : Inclined Standard Stair Lifts
Pr_65_80_42_42 : Inclined Standing Platforms
Pr_65_80_42_43 : Inclined Wheelchair Platforms
Pr_65_80_42_77 : Ski Lift Chairs
Pr_65_80_42_84 : Standing Inclined Stair Lift Platforms
Pr_65_80_42_96 : Wheelchair Inclined Stair Lift Platforms
Pr_65_80_46 : Laundry Conveyors
Pr_65_80_46_42 : Inclined Loading Laundry Conveyors
Pr_65_80_46_77 : Shuttle Lifting Laundry Conveyors
Pr_65_80_47 : Lift Cars, Platforms And Chairs
Pr_65_80_47_31 : Food Hoists
Pr_65_80_47_47 : Lift Cars
Pr_65_80_47_63 : Platform Lift Platforms
Pr_65_80_47_65 : Poolside Hoists
Pr_65_80_47_94 : Vehicle Hoists
Pr_65_80_65 : Pneumatic Document Conveying Products
Pr_65_80_65_63 : Pneumatic Document Conveying Blowers
Pr_65_80_65_64 : Pneumatic Document Conveying Carriers
Pr_65_80_65_65 : Pneumatic Document Conveying Diverters
Pr_65_80_65_66 : Pneumatic Document Conveying Pipes And Fittings
Pr_65_80_65_67 : Pneumatic Document Conveying Stations
Pr_65_80_70 : Railway Line Products
Pr_65_80_70_16 : Concrete Sleepers
Pr_65_80_70_36 : Hardwood Sleepers
Pr_65_80_70_70 : Railway Track Sections
Pr_70 : Services Outlet Products
Pr_70_50 : Solid Waste Disposal Products
Pr_70_50_71 : Refuse Disposal Equipment
Pr_70_50_71_06 : Baling Presses
Pr_70_50_71_16 : Compactors
Pr_70_50_71_18 : Crushers
Pr_70_50_71_42 : Incinerators
Pr_70_50_71_60 : Packagers
Pr_70_55 : Liquid And Gas Outlet Products
Pr_70_55_33 : Gas And Foam Nozzles And Sprinklers
Pr_70_55_33_11 : Carbon Dioxide Fire Extinguishing Nozzles
Pr_70_55_33_30 : Foam Sprinklers
Pr_70_55_33_36 : Halocarbons And Inert Gas Fire Extinguishing Nozzles
Pr_70_55_51 : Medical Gases Outlets
Pr_70_55_51_30 : Flexible Pendants
Pr_70_55_51_37 : Headwall Bedhead Units
Pr_70_55_51_52 : Terminal Units
Pr_70_55_51_53 : Medical Trunking Bedhead Units
Pr_70_55_51_55 : Multi-Movement Pendants
Pr_70_55_51_73 : Retractable Pendants
Pr_70_55_51_74 : Rigid Pendants
Pr_70_55_62 : Phase Change Outlet Products
Pr_70_55_62_31 : Foam Proportioners
Pr_70_55_76 : Sewage Treatment Plant
Pr_70_55_76_34 : Geocellular Modular Plastics Storage Units
Pr_70_55_76_62 : Private Packaged Pumping Stations
Pr_70_55_76_64 : Private Packaged Septic Tank Units
Pr_70_55_76_66 : Private Packaged Sewage Treatment Units
Pr_70_55_76_72 : Reed Bed Units
Pr_70_55_76_76 : Sewage Below-Ground Storage Tanks (cesspools)
Pr_70_55_96_06 : Bath Wastes
Pr_70_55_96_09 : Bidet Wastes
Pr_70_55_96_76 : Scrub Up Trough And Wash Trough Wastes
Pr_70_55_96_80 : Sinks Wastes
Pr_70_55_96_83 : Shower Tray Wastes
Pr_70_55_96_93 : Urinal Wastes
Pr_70_55_96_97 : Wash Basins Wastes
Pr_70_55_97 : Water Fire Extinguishing Outlets
Pr_70_55_97_01 : Above-Ground Fire Hydrants
Pr_70_55_97_37 : High Velocity Nozzles
Pr_70_55_97_51 : Medium Velocity Nozzles
Pr_70_55_97_57 : Nozzles
Pr_70_55_97_84 : Sprinkler Heads
Pr_70_55_97_93 : Underground Fire Hydrants
Pr_70_55_98 : Water Outlets
Pr_70_55_98_28 : External Drinking Fountains
Pr_70_55_98_35 : Green Roof Drainage Outlets
Pr_70_55_98_59 : Overflows
Pr_70_55_98_60 : Passive Tank Outlets
Pr_70_55_98_65 : Pool Water Inlets And Outlets
Pr_70_55_98_84 : Sprinklers
Pr_70_55_98_87 : Tape Lines And Drippers
Pr_70_55_98_92 : Ultrasonic Mist Makers
Pr_70_60 : Space Heating And Cooling Products
Pr_70_60_14 : Climatic Beams And Ceilings
Pr_70_60_14_02 : Active Climatic Beams
Pr_70_60_14_14 : Climatic Ceiling Panels
Pr_70_60_14_55 : Multi-Service Climatic Beams
Pr_70_60_14_60 : Passive Climatic Beams
Pr_70_60_36 : Heat Emitters
Pr_70_60_36_02 : Air Curtains
Pr_70_60_36_06 : Cabinet Direct Heaters
Pr_70_60_36_08 : Cabinet Indirect Heaters
Pr_70_60_36_22 : Decorative Fuel Effect Gas Fires
Pr_70_60_36_26 : Electric Heated Towel Rails
Pr_70_60_36_28 : Electric Underfloor Heating
Pr_70_60_36_30 : Fan Convectors
Pr_70_60_36_33 : Gas Fired Unit Heaters
Pr_70_60_36_35 : Gas Fires
Pr_70_60_36_42 : Inset Live Fuel Effect Gas Fires
Pr_70_60_36_48 : Low Temperature Hot Water (LTHW) Heated Towel Rails
Pr_70_60_36_49 : Low Temperature Hot Water (LTHW) Underfloor Heating
Pr_70_60_36_56 : Natural Convectors
Pr_70_60_36_70 : Radiant Luminous Heaters
Pr_70_60_36_71 : Radiant Panels
Pr_70_60_36_72 : Radiant Tube Heaters
Pr_70_60_36_73 : Radiators
Pr_70_60_36_74 : Room Heaters
Pr_70_60_36_80 : Solid Fuel Room Heaters
Pr_70_60_36_88 : Thermal Storage Heaters
Pr_70_60_36_90 : Trench Heating
Pr_70_60_36_93 : Unit Heaters
Pr_70_60_36_97 : Wood-Burning Stoves
Pr_70_60_37 : Heat Pumps
Pr_70_60_37_02 : Air To Air Heat Pumps
Pr_70_60_37_04 : Air To Water Heat Pumps
Pr_70_60_37_33 : Gas Engine Driven Heat Pumps
Pr_70_60_37_35 : Gas Fired Absorption Heat Pumps
Pr_70_60_37_40 : Ground Source Heat Pumps
Pr_70_60_37_96 : Water To Air Heat Pumps
Pr_70_60_37_98 : Water To Water Heat Pumps
Pr_70_60_82 : Space Heating Fittings And Equipment
Pr_70_60_82_29 : Fenders
Pr_70_60_82_30 : Fireplace Hearths
Pr_70_60_82_31 : Fireplace Hoods
Pr_70_60_82_32 : Fireplace Surrounds
Pr_70_60_82_42 : Inset Open Fireplace Surrounds And Hearths
Pr_70_60_82_43 : Inset Open Fires
Pr_70_65 : Air And Fume Outlet Products
Pr_70_65_03 : Air Conditioning Units
Pr_70_65_03_02 : Air Cooled Condensing Units
Pr_70_65_03_25 : Dry Air Coolers
Pr_70_65_03_27 : Evaporative Cooling Units
Pr_70_65_03_29 : Fan Coil Units
Pr_70_65_03_42 : Indoor Refrigeration Units
Pr_70_65_03_43 : Induction Units
Pr_70_65_03_47 : Local Air Conditioning Units
Pr_70_65_03_72 : Room Air Conditioning Units
Pr_70_65_03_84 : Split Coil Remote Air Cooled Condensing Units
Pr_70_65_03_86 : Split Coil Room Air Conditioning Units
Pr_70_65_03_94 : Variable Refrigerant Flow Units
Pr_70_65_04_02 : Air Diffusers
Pr_70_65_04_22 : Displacement Ventilation Diffusers
Pr_70_65_04_30 : Floor Linear Air Diffusers
Pr_70_65_04_32 : Floor-Mounted Air Plenum Boxes
Pr_70_65_04_46 : Laminar Flow Panels
Pr_70_65_04_48 : Linear Air Diffusers
Pr_70_65_04_73 : Roof Ridge Air Terminals
Pr_70_65_04_75 : Roof Slope Air Terminals
Pr_70_65_04_76 : Roof Stack Air Terminals
Pr_70_65_04_84 : Specialist Air Terminals
Pr_70_65_04_86 : Swirl Air Diffusers
Pr_70_65_04_95 : Ventilated Ceilings
Pr_70_65_30 : Flues And Chimneys
Pr_70_65_30_14 : Clay Chimney Pots
Pr_70_65_30_15 : Clay Flue Liner Terminals
Pr_70_65_30_16 : Concrete Chimney Pots
Pr_70_65_30_30 : Flue Liners
Pr_70_65_30_32 : Fume Extract Discharge Stacks
Pr_70_65_30_51 : Metal Flues And Chimneys
Pr_70_65_30_84 : Stainless Steel Chimney Pots
Pr_70_65_82 : Smoke And Heat Exhaust Ventilators
Pr_70_65_82_56 : Natural Smoke And Heat Exhaust Ventilators
Pr_70_65_82_64 : Powered Smoke And Heat Exhaust Ventilators
Pr_70_70 : Power And Lighting Outlet Products
Pr_70_70_27 : Electrical Outlets
Pr_70_70_27_06 : Balanced Twisted-Pair Cable Outlets
Pr_70_70_27_11 : Cable Outlets
Pr_70_70_27_12 : Ceiling Roses
Pr_70_70_27_42 : Industrial Plugs
Pr_70_70_27_43 : Industrial Socket Outlets
Pr_70_70_27_55 : Multi-Gang Power Outlets
Pr_70_70_27_70 : Raised Access Floor Service Outlets
Pr_70_70_27_71 : Rj_45 To Bt Plug Adaptors
Pr_70_70_27_72 : Round Pin Socket Outlets
Pr_70_70_27_75 : Service Outlets
Pr_70_70_27_77 : Shaver Supply Units
Pr_70_70_27_78 : Single Voltage Shaver Outlets
Pr_70_70_27_82 : Specialist Socket Outlets
Pr_70_70_27_84 : Standard Socket Outlets and lampholders¦
Pr_70_70_49_15 : Combined Emergency Luminaires
Pr_70_70_49_22 : Dedicated Slave Emergency Luminaires
Pr_70_70_49_26 : Edison Screw Lampholders
Pr_70_70_49_27 : Electrical Low Mounted Way-Guidance Lighting Modules
Pr_70_70_49_28 : Electrical Low Mounted Way-Guidance Lighting Supply Units
Pr_70_70_49_30 : Fibre Optic Luminaires
Pr_70_70_49_36 : High Pressure Mercury Lamps
Pr_70_70_49_37 : High Pressure Sodium Lamps
Pr_70_70_49_40 : Indicator Lamps
Pr_70_70_49_41 : Induction Lamps
Pr_70_70_49_42 : Infrared Illuminatorsn
Pr_70_70_49_43 : Light-Emitting Diode (LED) Luminaires
Pr_70_70_49_44 : Lighting Tracks
Pr_70_70_49_45 : Low Pressure Sodium Lamps
Pr_70_70_49_46 : Luminaire Changeover Relays
Pr_70_70_49_47 : Luminaire Hold-Off Relays
Pr_70_70_49_48 : Luminaire Smoke Hoods
Pr_70_70_49_49 : Luminaire Sub-Circuit Relays
Pr_70_70_49_50 : Luminaire Inverter Modules
Pr_70_70_49_52 : Metal Halide Lamps
Pr_70_70_49_59 : Optical Fibre Emergency Luminaires
Pr_70_70_49_71 : Recessed Luminaires
Pr_70_70_49_75 : Safety Pendant Lampholders
Pr_70_70_49_76 : Self-Ballasted Compact Fluorescent Lamps
Pr_70_70_49_77 : Self-Contained Emergency Luminaires
Pr_70_70_49_78 : Semi-Recessed Luminaires
Pr_70_70_49_86 : Suspended Luminaires
Pr_70_70_49_88 : Tubular Fluorescent Lamps
Pr_70_70_49_89 : Tungsten Filament Lamps
Pr_70_70_49_90 : Tungsten Halogen Lamps
Pr_70_70_49_91 : Two And Four Pin Compact Fluorescent Lamps
Pr_70_75 : Communications Outlet Products
Pr_70_75_02 : Alarms And Sounders
Pr_70_75_02_22 : Deliberately Operated Intruder Alarm Devices
Pr_70_75_02_25 : Electronic Sounders
Pr_70_75_02_26 : Emergency Alarm Devices
Pr_70_75_02_27 : Emergency Break Glass Units
Pr_70_75_02_28 : External Intruder Alarm Sounders
Pr_70_75_02_30 : Fire Alarm Sounders
Pr_70_75_02_40 : Internal Electronic Intruder Alarm Sounders
Pr_70_75_02_52 : Medical Gas Area Alarm Devices
Pr_70_75_02_94 : Vibrating Intruder Alarm Pagers
Pr_70_75_02_95 : Vibrating Pillow Pads
Pr_70_75_02_96 : Vibrating Radio Pagers
Pr_70_75_02_97 : Visual Alarm Signal Devices
Pr_70_75_36 : Headphones And Loudspeakers
Pr_70_75_36_03 : Automatic Announcement Equipment
Pr_70_75_36_36 : Headsets And Headphones
Pr_70_75_36_37 : Hearing And Assisted Listening Headsets
Pr_70_75_36_49 : Loudspeakers
Pr_70_75_36_84 : Stethosets
Pr_70_75_77 : Signal Receiver
Pr_70_75_77_08 : Bodypack Receivers
Pr_70_75_77_43 : Induction Neck Loops
Pr_70_75_77_88 : Telemetry Receivers
Pr_70_75_88 : Telecoms And Audio/Visual Outlets
Pr_70_75_88_03 : Analogue Telephone Handsets
Pr_70_75_88_05 : Audio/ Visual Outlets
Pr_70_75_88_11 : Call Information Logging Equipment
Pr_70_75_88_22 : Digital Cordless Telephone Handsets
Pr_70_75_88_24 : Digital Terminals
Pr_70_75_88_28 : Extension Ringers
Pr_70_75_88_29 : Fibre Optic Cable Outlets
Pr_70_75_88_60 : Payphones
Pr_70_75_88_86 : Surveillance Monitors
Pr_70_75_88_89 : Telephone Operator Consoles
Pr_70_75_88_90 : Television Outlets
Pr_70_75_88_91 : Televisions
Pr_70_75_90 : Traffic And Pedestrian Control Signals
Pr_70_75_90_04 : Aviation Approach Indicators
Pr_70_75_90_05 : Aviation Ground Lights
Pr_70_75_90_07 : Belisha Beacons
Pr_70_75_90_53 : Motorway Lane Signals
Pr_70_75_90_56 : Navigation Signal Buoys
Pr_70_75_90_62 : Pedestrian Crossing Lights
Pr_70_75_90_70 : Railway Crossing Signals
Pr_70_75_90_73 : Road Traffic Lights
Pr_70_75_94 : Visual And Audible Indicators
Pr_70_75_94_27 : Electronic Scoreboards
Pr_70_75_94_40 : Illuminated Indicators
Pr_70_75_94_41 : Indicator Panels
Pr_70_75_94_42 : Induction Loop Reassurance Indicators
Pr_70_75_94_48 : Led Clusters
Pr_70_75_94_61 : Overdoor Indicators
Pr_70_75_94_72 : Remote Indicators
Pr_70_75_94_86 : Starting Strobe Lights
Pr_70_75_94_95 : Visual Indicators
Pr_70_75_94_99 : Xenon Beacons
Pr_75 : Services Control Products
Pr_75_30 : Opening Control Products
Pr_75_30_26 : Electric Door And Gate Operating Hardware
Pr_75_30_26_04 : Automatic Door Opening Devices
Pr_75_30_26_05 : Automatic Gate Opening Devices
Pr_75_30_26_22 : Disabled Door Opening Pads
Pr_75_30_26_23 : Door And Gate Access Controllers
Pr_75_30_26_24 : Door Control Mats
Pr_75_30_26_26 : Electromagnetic Door Holders
Pr_75_30_26_27 : Electromagnetic Door Hold-Open And Swing-Free Devices
Pr_75_30_26_28 : Emergency Door And Gate Stop Devices
Pr_75_30_26_42 : Infra-Red Door And Gate Controllers
Pr_75_30_26_50 : Manual Door And Gate Opening Devices
Pr_75_30_26_51 : Microwave Door And Gate Controllers
Pr_75_30_26_62 : Photo-Beam Door And Gate Controllers
Pr_75_30_27_05 : Automatic Door Release Mechanisms
Pr_75_30_27_26 : Electric Strikes And Faceplates
Pr_75_30_27_27 : Electromechanical Door Locks
Pr_75_30_27_50 : Magnetic Locks And Strike Plates
Pr_75_30_27_76 : Shear Locks And Strike Plates
Pr_75_30_59 : Opening Signalling Devices
Pr_75_30_59_27 : Electric Door Bells
Pr_75_30_59_94 : Vehicle Control Barrier Traffic Signals
Pr_75_30_62 : Personal Transport Controllers
Pr_75_30_62_02 : Personal Lift Controllers
Pr_75_30_62_41 : Lift Landing Call Stations
Pr_75_50 : Mechanical Services Control Products
Pr_75_50_33 : Gas Fire Extinguishing Controls
Pr_75_50_33_50 : Manual Releases
Pr_75_50_33_51 : Manual Triggering And Stop Devices
Pr_75_50_33_56 : Non-Electrical Gas Fire Extinguishing Disable Devices
Pr_75_50_33_64 : Pneumatic Heat Actuators
Pr_75_50_33_88 : Thermal Links
Pr_75_50_51 : Medical Gases Controls
Pr_75_50_51_72 : Remote Start Medical Gas Switch Panels
Pr_75_50_53 : Miscellaneous Mechanical Controllers
Pr_75_50_53_26 : Electronic Timers
Pr_75_50_53_27 : Electronic Water Level Controllers
Pr_75_50_53_29 : Float Water Level Controllers
Pr_75_50_53_30 : Flush Controllers
Pr_75_50_53_51 : Mechanical Timers
Pr_75_50_53_59 : Overfill Prevention Devices
Pr_75_50_53_65 : Proximity Sensor Flushing Controllers
Pr_75_50_53_70 : Radar Controllers
Pr_75_50_53_71 : Remote Controllers
Pr_75_70 : Power And Lighting Control Products
Pr_75_70_26 : Electrical Controls And Starters
Pr_75_70_26_02 : A.C. Drives
Pr_75_70_26_04 : A.C. Semiconductor Motor Controllers And Starters
Pr_75_70_26_22 : Direct-On-Line Starters
Pr_75_70_26_26 : Electromechanical Contactors
Pr_75_70_26_27 : Electromechanical Control Circuit Devices
Pr_75_70_26_85 : Star Delta Starters
Pr_75_70_27 : Electrical Switches
Pr_75_70_27_03 : Architrave Switches
Pr_75_70_27_05 : Audio And Video Multi-Switches
Pr_75_70_27_11 : Cable Couplers
Pr_75_70_27_13 : Ceiling Light Switches
Pr_75_70_27_14 : Ceiling Power Switches
Pr_75_70_27_22 : Dimmer Switches And Controls
Pr_75_70_27_23 : Double Pole Switches
Pr_75_70_27_27 : Electrical Connection Boxes
Pr_75_70_27_29 : Electrical Isolators
Pr_75_70_27_30 : Float Switches
Pr_75_70_27_33 : Fused Connection Units
Pr_75_70_27_41 : Intruder Alarm Protective Switches
Pr_75_70_27_47 : Light Switches
Pr_75_70_27_49 : Luminaire Supporting Couplers
Pr_75_70_27_50 : Main Communications Switches
Pr_75_70_27_51 : Manual Control Switches
Pr_75_70_27_57 : Nurse Emergency Pull-Switches
Pr_75_70_27_62 : Photovoltaic Array Junction Boxes
Pr_75_70_27_64 : Prefabricated Wiring Switches
Pr_75_70_27_76 : Safety Pendant Sets
Pr_75_70_27_87 : Tariff And Load Control Radio Tele-Switches
Pr_75_70_27_88 : Tariff And Load Control Time Switches
Pr_75_70_27_89 : Time Switches
Pr_75_72 : Switchgear And Transformer Products
Pr_75_72_22 : Distribution Boxes
Pr_75_72_22_22 : Distribution Boards And Consumer Units
Pr_75_72_22_46 : Lighting Distribution Boxes
Pr_75_72_22_50 : Master Distribution Boxes
Pr_75_72_22_79 : Slave Distribution Boxes
Pr_75_72_36 : High Voltage Switchgear
Pr_75_72_36_34 : High Voltage Circuit Breakers
Pr_75_72_36_35 : High Voltage Disconnectors
Pr_75_72_36_36 : High Voltage Earthing Switches
Pr_75_72_36_37 : High Voltage Fuses
Pr_75_72_36_38 : High Voltage Switch-Disconnectors
Pr_75_72_36_39 : High Voltage Switches
Pr_75_72_36_40 : High Voltage Switch-Fuse Combinations
Pr_75_72_36_41 : High Voltage Switchgear
Pr_75_72_36_42 : High Voltage Switchgear Tripping Units
Pr_75_72_36_72 : Ring Main Units
Pr_75_72_37 : High Voltage Transformers
Pr_75_72_37_07 : Block Type Current Transformers
Pr_75_72_37_10 : Bushing Type Current Transformers
Pr_75_72_37_20 : Current Transformers
Pr_75_72_37_24 : Dry Type Transformers
Pr_75_72_37_30 : Fluid-Filled Transformers
Pr_75_72_37_72 : Ring Core Type Current Transformers
Pr_75_72_48 : Low Voltage Switchgear
Pr_75_72_48_05 : Automatic Transfer Switching Equipment (TSE)
Pr_75_72_48_11 : Changeover Switches
Pr_75_72_48_15 : Control And Protective Switching Devices
Pr_75_72_48_19 : Cubicle Switchboards
Pr_75_72_48_27 : Electrical Cut Outs
Pr_75_72_48_29 : Feed Units
Pr_75_72_48_30 : Fire Barrier Units
Pr_75_72_48_48 : Low Voltage Switches, Disconnectors, Switch-Disconnectors And Fuse Combination Units
Pr_75_72_48_49 : Low Voltage Switchgear Tripping Units
Pr_75_72_48_62 : Photovoltaic Generator Junction Boxes
Pr_75_72_48_86 : Switchgear Mounting Framework
Pr_75_72_48_87 : Tap-Off Units
Pr_75_75 : Communications Control Products
Pr_75_75_01 : Access Control Products
Pr_75_75_01_07 : Biometric Fingerprint Readers
Pr_75_75_01_42 : Intercom Entrance Panels
Pr_75_75_01_43 : Intercom Remote Handsets
Pr_75_75_01_51 : Magnetic Swipe Card Readers
Pr_75_75_01_52 : Magnetic Swipe Cards
Pr_75_75_01_55 : Multiple Technology Cards
Pr_75_75_01_67 : Proximity Card Readers
Pr_75_75_01_68 : Proximity Cards
Pr_75_75_01_80 : Smart Card Readers And Writers
Pr_75_75_05 : Audio And Video Controls
Pr_75_75_05_01 : Artificial Reverberation, Time Delay And Frequency Shift Equipment
Pr_75_75_05_04 : Automatic Gain Controllers
Pr_75_75_05_05 : Auxiliary Passive Elements
Pr_75_75_05_47 : Local Volume Controllers
Pr_75_75_05_86 : Surveillance Equipment Control Matrices
Pr_75_75_15_11 : Card Printers
Pr_75_75_15_15 : Computer Keyboards
Pr_75_75_15_16 : Computer Monitors
Pr_75_75_15_21 : Desktop Computers
Pr_75_75_15_22 : Digital Cameras
Pr_75_75_15_46 : Laptop Computers
Pr_75_75_15_66 : Printers
Pr_75_75_17 : Control Buttons
Pr_75_75_17_13 : Call Press Buttons
Pr_75_75_17_27 : Emergency Stop Buttons
Pr_75_75_17_50 : Manual Timing And Scoring Push Buttons
Pr_75_75_17_61 : Call Reset Buttons
Pr_75_75_17_71 : Request-To-Exit Buttons
Pr_75_75_18 : Controllers And Control Panels
Pr_75_75_18_02 : Actuators
Pr_75_75_18_04 : Ambient Noise Sensing Controllers
Pr_75_75_18_14 : Control And Indicating Equipment (CIE)
Pr_75_75_18_15 : Control Panels
Pr_75_75_18_16 : Controllers
Pr_75_75_18_22 : D.C. Battery Charge Controllers
Pr_75_75_18_26 : Electrical Automatic Controllers And Delay Devices
Pr_75_75_18_29 : Field Controllers
Pr_75_75_18_56 : Non-Electrical Automatic Controllers And Delay Devices
Pr_75_75_18_62 : Photoelectric Lighting Controllers
Pr_75_75_18_72 : Remote Infrared Lighting Controllers
Pr_75_75_18_82 : Start Controllers
Pr_75_75_18_84 : Level Controllers
Pr_75_75_18_91 : Turbine Controllers
Pr_75_75_51 : Miscellaneous Communications Controls
Pr_75_75_51_22 : Disabled Refuge Master Stations
Pr_75_75_51_23 : Disabled Refuge Outstations
Pr_75_75_51_63 : Patient Handsets
Pr_75_75_51_71 : Intruder Alarm Remote Keypads
Pr_75_75_51_74 : Assistance Call Reset Units
Pr_75_75_51_85 : Starting Platforms
Pr_75_75_51_89 : Timing And Scoring Touch Pads
Pr_75_75_67 : Pull Cords
Pr_75_75_67_63 : Patient Pull Cords
Pr_75_75_67_68 : Assistance Call Pull Cords
Pr_75_75_76 : Sensors, Detectors And Monitors
Pr_75_75_76_01 : Acoustic Sensors
Pr_75_75_76_02 : Air Quality Sensors
Pr_75_75_76_03 : Air Temperature Sensors
Pr_75_75_76_04 : Ambient Noise Level Sensors
Pr_75_75_76_06 : Aspirating Smoke Sensors
Pr_75_75_76_08 : Beam Interruption Sensors
Pr_75_75_76_11 : Cable Leak Sensors
Pr_75_75_76_13 : Capacitive Proximity Sensors
Pr_75_75_76_15 : Combined Daylight And Occupancy Sensors
Pr_75_75_76_16 : Combined Passive Infrared And Microwave Sensors
Pr_75_75_76_17 : Combined Passive Infrared And Ultrasonic Sensors
Pr_75_75_76_19 : Combustion Gas Sensors
Pr_75_75_76_21 : Daylight Sensors
Pr_75_75_76_23 : Disinfectant Sensors
Pr_75_75_76_24 : Dry Rot Sensors
Pr_75_75_76_26 : Earth Proving Equipment And Monitors
Pr_75_75_76_27 : Electronic Combined Current And Voltage Sensors
Pr_75_75_76_28 : Extra-Low Voltage Occupancy Sensors
Pr_75_75_76_30 : Flow In Duct Sensors
Pr_75_75_76_31 : Flow In Pipe Sensors
Pr_75_75_76_32 : Foundation Monitors
Pr_75_75_76_33 : Gas Detection And Alarm Sensors
Pr_75_75_76_34 : Ground Water Monitors
Pr_75_75_76_39 : Humidity Sensors
Pr_75_75_76_47 : Local Heat Sensors
Pr_75_75_76_50 : Mains Voltage Occupancy Sensors
Pr_75_75_76_52 : Microwave Sensors
Pr_75_75_76_53 : Motion Sensors
Pr_75_75_76_59 : Optical Beam Smoke Detectors
Pr_75_75_76_60 : Pad Leak Sensors
Pr_75_75_76_61 : Passive Infrared Sensors
Pr_75_75_76_62 : Ph Value Sensors
Pr_75_75_76_63 : Point Flame Detectors
Pr_75_75_76_64 : Point Heat Detectors
Pr_75_75_76_65 : Point Smoke Detectors
Pr_75_75_76_66 : Portable Gas Sensors
Pr_75_75_76_67 : Portable Leak Monitors
Pr_75_75_76_68 : Pressure Sensors
Pr_75_75_76_69 : Probe Leak Sensors
Pr_75_75_76_70 : Proximity Sensors
Pr_75_75_76_72 : Relay Race Break Sensors
Pr_75_75_76_73 : Remote Leak Sampling Equipment
Pr_75_75_76_74 : Residual Current Monitors
Pr_75_75_76_75 : Room Sensors
Pr_75_75_76_83 : Special Fire Detectors
Pr_75_75_76_84 : Steam And Condensate Sensor Chambers
Pr_75_75_76_85 : Steam And Condensate Sensors
Pr_75_75_76_87 : Tape Leak Sensors
Pr_75_75_76_88 : Temperature Sensors
Pr_75_75_76_92 : Ultrasonic Sensors
Pr_75_75_76_94 : Vibration Sensors
Pr_75_75_76_95 : Volumetric Capacitive Sensors
Pr_75_75_76_96 : Water Temperature Sensors
Pr_80 : Services Accessory Products
Pr_80_51 : Metering Products
Pr_80_51_51 : Metering And Test Products
Pr_80_51_51_04 : Analogue Metering Equipment
Pr_80_51_51_05 : Anemometers
Pr_80_51_51_22 : Digital Metering Equipment
Pr_80_51_51_23 : Digital Multifunction Metering Equipment
Pr_80_51_51_28 : Energy Meters
Pr_80_51_51_33 : Gas Meters
Pr_80_51_51_37 : Heat Meters
Pr_80_51_51_47 : Loop Field Strength Meters
Pr_80_51_51_48 : Liquefied Petroleum Gas (LPG) Vapour Meters
Pr_80_51_51_58 : Oil Meters
Pr_80_51_51_59 : Orifice Plate Flow Meters
Pr_80_51_51_62 : Piezometers
Pr_80_51_51_64 : Pool Water Flow Meters
Pr_80_51_51_84 : Spring Loaded Variable Area Flow Meters
Pr_80_51_51_94 : Vortex Flow Meters
Pr_80_51_51_96 : Water Meters
Pr_80_77 : Services Support And Containment Products
Pr_80_77_01 : Acoustic Hoods
Pr_80_77_01_02 : Assistance Call Acoustic Hoods
Pr_80_77_01_88 : Telecoms Acoustic Hoods
Pr_80_77_12 : Cable Supports
Pr_80_77_12_11 : Cable Bands
Pr_80_77_12_12 : Cable Baskets
Pr_80_77_12_13 : Cable Cleats
Pr_80_77_12_14 : Cable Clips
Pr_80_77_12_15 : Cable Ladders
Pr_80_77_12_16 : Cable Ties
Pr_80_77_12_17 : Cable Trays
Pr_80_77_12_18 : Channel Cable Supports
Pr_80_77_12_76 : Service Outlet Poles
Pr_80_77_23 : Dock Shelters
Pr_80_77_23_30 : Flap Dock Shelters
Pr_80_77_23_31 : Foam Pad (cushion) Dock Seals
Pr_80_77_23_42 : Inflatable Dock Shelters
Pr_80_77_23_70 : Retractable Dock Shelters
Pr_80_77_23_71 : Rigid Dock Shelters
Pr_80_77_23_72 : Rigid Dock Shelters With Inflatable Seals
Pr_80_77_27 : Equipment Boards, Racks And Supports
Pr_80_77_27_04 : Audio-Visual Equipment Racks
Pr_80_77_27_08 : Battery Shelving Racks
Pr_80_77_27_28 : Extinguisher Floor Stands
Pr_80_77_27_33 : Gauge Mounting Boards
Pr_80_77_27_73 : Roof Equipment Supports
Pr_80_77_27_76 : Services Supports
Pr_80_77_27_80 : Solar Module Support Rails
Pr_80_77_27_85 : Surveillance Camera Masts
Pr_80_77_27_86 : Surveillance Camera Supports
Pr_80_77_27_91 : Turbine Support Structures
Pr_80_77_27_96 : Wall Mounted Equipment Backboards
Pr_80_77_28 : Equipment Enclosures, Cabinets, Boxes And Housings
Pr_80_77_28_06 : Balanced Twisted-Pair Cabling Patch Panels
Pr_80_77_28_07 : Beam And Engineering Services Casings
Pr_80_77_28_11 : Cable Distribution Cabinets
Pr_80_77_28_15 : Column And Engineering Services Casings
Pr_80_77_28_16 : Control Cabinets
Pr_80_77_28_21 : Data Equipment Cabinets
Pr_80_77_28_24 : Dry Riser Landing Boxes
Pr_80_77_28_26 : Electrical Low Mounted Way-Guidance Lighting Module Housings
Pr_80_77_28_27 : Equipment Enclosures
Pr_80_77_28_28 : External Surveillance Camera Housings
Pr_80_77_28_33 : Generator Enclosures
Pr_80_77_28_42 : Internal Surveillance Camera Housings
Pr_80_77_28_46 : Large Fire Hydrant Surface Boxes
Pr_80_77_28_47 : Loudspeaker Protective Cages
Pr_80_77_28_48 : Loudspeaker Rear Protective Enclosures
Pr_80_77_28_49 : Low Voltage Switchgear Enclosures
Pr_80_77_28_52 : Meter Cabinets
Pr_80_77_28_60 : Padlock And Key Cabinets
Pr_80_77_28_63 : Platform Mounted Inclined Stair Lift Enclosures
Pr_80_77_28_70 : Raised Access Floor Service Outlet Boxes
Pr_80_77_28_76 : Separate Central Battery Enclosures
Pr_80_77_28_78 : Separate Power Factor Correction Equipment Enclosures
Pr_80_77_28_85 : Surface And Concealed Wiring Enclosures
Pr_80_77_28_88 : Terminal Air Filter Housings
Pr_80_77_28_94 : Valve Boxes
Pr_80_77_28_95 : Video Recorder Cabinets
Pr_80_77_28_96 : Water Fire Extinguishing Inlet Boxes
Pr_80_77_28_97 : Water Fire Extinguishing Surface Boxes
Pr_80_77_28_98 : Weatherproof Equipment Enclosures
Pr_80_77_46 : Lift Enclosures, Access And Supports
Pr_80_77_46_32 : Free Standing Self-Supporting Lift Shafts
Pr_80_77_46_42 : Inclined Stair Lift Rails
Pr_80_77_46_45 : Independent Platform Lift Support Structure
Pr_80_77_46_47 : Liftway Full Enclosure
Pr_80_77_46_48 : Liftway Partial Enclosure
Pr_80_77_46_62 : Platform Bridge
Pr_80_77_46_63 : Platform Lift Ramps
Pr_80_77_47 : Lighting Bollards
Pr_80_77_47_02 : Aluminium Lighting Bollards
Pr_80_77_47_11 : Carbon Steel Lighting Bollards
Pr_80_77_47_13 : Cast Iron Lighting Bollards
Pr_80_77_47_15 : Concrete Lighting Bollards
Pr_80_77_47_63 : Plastics Lighting Bollards
Pr_80_77_47_84 : Stainless Steel Lighting Bollards
Pr_80_77_48 : Lighting Columns And Pedestals
Pr_80_77_48_02 : Aluminium Lighting Columns
Pr_80_77_48_03 : Aluminium Lighting Pedestals
Pr_80_77_48_11 : Carbon Steel Lighting Columns
Pr_80_77_48_12 : Carbon Steel Lighting Pedestals
Pr_80_77_48_13 : Cast Iron Lighting Columns
Pr_80_77_48_14 : Cast Iron Lighting Pedestals
Pr_80_77_48_15 : Concrete Lighting Columns
Pr_80_77_48_16 : Concrete Lighting Pedestals
Pr_80_77_48_63 : Plastics Lighting Columns
Pr_80_77_48_64 : Plastics Lighting Pedestals
Pr_80_77_48_84 : Stainless Steel Lighting Columns
Pr_80_77_48_85 : Stainless Steel Lighting Pedestals
Pr_80_77_76 : Services Insulation And Protection Products
Pr_80_77_76_03 : Aluminium Sheet Insulation Casing
Pr_80_77_76_08 : Boiler Flue Insulation
Pr_80_77_76_11 : Calcium Silicate Preformed Section And Slab Insulation
Pr_80_77_76_12 : Canvas Insulation Protection
Pr_80_77_76_13 : Carbon Steel Sheet Insulation Casing
Pr_80_77_76_34 : Glass Wool Cloth Insulation Protection
Pr_80_77_76_47 : Loadbearing Pipeline Support Insulation
Pr_80_77_76_49 : Liquefied Petroleum Gas (LPG) Vapour Distribution Insulation
Pr_80_77_76_53 : Mineral Wool Duct Slab Insulation
Pr_80_77_76_54 : Mineral Wool Pipe Section Insulation
Pr_80_77_76_58 : Nitrile Rubber Insulation
Pr_80_77_76_62 : Phenolic Foam Insulation
Pr_80_77_76_64 : Polyisobutylene Insulation Protection
Pr_80_77_76_76 : Self-Adhesive Insulation Casing
Pr_80_77_76_85 : Stainless Steel Sheet Insulation Casing
Pr_80_77_76_92 : Unplasticized Polyvinylchloride (PVC-U) Sheet Insulation Casing
Pr_80_77_76_94 : Valve And Flange Insulation
Pr_80_77_94 : Vibration Isolation Products
Pr_80_77_94_15 : Compression Isolators
Pr_80_77_94_40 : Inertia Bases
Pr_80_77_94_42 : Isolation Hangers
Pr_80_77_94_50 : Mat Mountings
Pr_80_77_94_60 : Pad Mountings
Pr_80_77_94_74 : Rubber Bellows
Pr_80_77_94_84 : Spring Isolators
Pr_85 : Process Engineering Products
Pr_85_51 : Milling Products
Pr_85_51_34 : Grain Milling Products
Pr_85_51_34_51 : Millstones
Pr_85_51_51 : Mineral Milling Products
Pr_85_51_87 : Textile Milling Products
Pr_85_51_88 : Timber Milling Products
Pr_85_73 : Robotic Products
Pr_90 : Soft Facility Management Products

## ProjectStage
Name | CreatedBy | CreatedOn | Category | Description | ExtSystem | ExtObject | ExtIdentifier | Start | End